## 1a. Original Design
Original Case S4 (System S4, Tidal, Utility scale) | [5 empty] | Please do not change the numbers of this page ("1a. Original design"). This is Case S4 of the SHARKS FOA document. | [6 empty] | LCOE calculation |  |  |  | Factors: material, manufacturing, and installation (dimensionless)
M1 | 0.37957 | -- | [10 empty] | LCOE original | 0.10374 | $/kWh |  |  | Material | Material factor ft
M2 | 0.00033252 | m2/kg | [5 empty] | Brown numbers = input data |  |  |  |  | LCOE target | 0.04 | $/kWh |  |  | Aluminum alloys | 4
LCOE | 0.10374 | $/kWh | [5 empty] | Black numbers = result of equations |  |  |  |  | Csref (Steel ref) | 2 | $/kg |  |  | Brass (70Cu30Zn, annealed) | 1.1
LCOE target | 0.04 | $/kWh | [10 empty] | vCutIn | 0.5 | m/s |  |  | CFRP Laminate (carbon fiber reinforced polymer) | 80
[5 empty] | M2 calculation | [7 empty] | vCutOut | 5 | m/s |  |  | Copper alloys | 1.5
[13 empty] | FCR | 0.082 | 1/yr |  |  | GFRP Laminate (glass-fiber reinforced plastic or fiberglass) | 4
M1 calculation |  |  |  |  | j | Component | mj (kg) | ftj | fmj | fij | mcj (kg) |  | Per (rated power) | 500000 | We |  |  | Lead alloys | 0.6
[5 empty] | 1 | Rotor (blades, hub) | 47492.3699 | 4 | 2.8007 | 0.06365 | 3072.5 |  | OpExPerKW | 197 | $/kW/yr |  |  | Nickel alloys | 3
Water density | ρ | 1025 | kg/m3 |  | 2 | Nacelle (generator, drive-train, PTO, yaw, bearings, pitch…) | 51957.6187 | 1 | 2.8007 | 0.06365 | 13445.51 |  | OpEx | 98500 | $/yr |  |  | Pre-stressed concrete | 0.3
Swept rotor area | Ar | 100 | m2 |  | 3 | Structure (tower, cross-arm, columns...) | 49259.9879 | 1 | 8.0324 | 0.06365 | 5415.56 |  | CapEx | 601474.0519 | $ |  |  | Titanium alloys | 22.5
Water speed below rated | V1 | 1.5 | m/s |  | 4 | Floating system (floaters, ballast…) | 58631.0294 | 1 | 7.8373 | 0.06365 | 6587.09 |  | LCOE | 0.10374 | $/kWh |  |  | Steel of reference, to calculate ft factors | 1
Water power at V1 | Pw1 | 172968.75 | W |  | 5 | Mooring system (ropes, connection…) | 3012.7803 | 1 | 1.7221 | 0.11747 | 1061.01 |  | indVin | 40 | --
Electrical power at V1 | Pe1 | 65654.2259 | We |  | 6 | Anchoring/foundation system | 90383.2397 | 0.3 | 1.7221 | 0.11747 | 106100.8 |  | indVoff | 131 | --
Generator losses | Lg | 0.03 | p.u. | [9 empty] | nHoursYear | 8760 | hr/yr |  | j | Component (j = 1 to 7) | Manufacturing factor fm | Installation factor fi
Drive-train losses | Ldt | 0.035 | p.u. | [9 empty] | interval | 0.05 | -- |  | 1 | Rotor (blades, hub) | 2.8007 | 0.06365
Wake effect losses | Lw | 0 | p.u. | [9 empty] | kk | 20 | -- |  | 2 | Nacelle (generator, drive-train, PTO, yaw, bearings, pitch…) | 2.8007 | 0.06365
Electrical losses | Le | 0 | p.u. | [9 empty] | nV0 | 291 | -- |  | 3 | Structure (tower, cross-arm, columns...) | 8.0324 | 0.06365
Other losses | Lo | 0.0298 | p.u. | [9 empty] | meanWaterVel | 1.7057 | m/s |  | 4 | Floating system (floaters, ballast…) | 7.8373 | 0.06365
Water turbine availavility | Av | 0.9288 | p.u. |  |  | Meq | 300737.026 | kg |  |  |  |  | ratedWaterVel | 3 | m/s |  | 5 | Mooring system (ropes, connection…) | 1.7221 | 0.11747
Max. power coefficient | Cp | 0.45 | p.u. |  | M2 | 0.00033252 | m2/kg | [5 empty] | WhYear | 1424887832.6953 | Wh/yr |  | 6 | Anchoring/foundation system | 1.7221 | 0.11747
Electromechanical eff. | µ | 0.8435 | p.u. | [9 empty] | CF | 32.5317 | %
Water-to-electron eff. | Pe1/Pw1 | 0.37957 | p.u. |  | Average cross section in this site, meanCS, (m2) |  | 3300 | [5 empty] | AEP | 1424887.8327 | kWh/yr
| M1 | 0.37957 | -- |  | meanWidth | Average width (m) | 300
[5 empty] | meanDepth | Average depth (m) | 11 | [9 empty] | Cost of electrical lines (intra-farm and farm to shore) and substation are excluded
LCOE calculations (should not need to change anything below this row)
| V0 | Pwater | h1 | Pelec | WhYear |  |  | Original S4 LCOE | Target S4 LCOE |  |  |  | Speed (m/s) | Time | Site (Tidal): Kootznahoo Inlet at Angoon, in Alaska
| 0 | 0 | 0 | 0 | 0 |  | M1 | M2 | M2 |  |  |  | 0 | 0
| 0.05 | 6.4063 | 0 | 0 | 0 |  | 0.1 | 1000000 | 1000000 |  |  |  | 0.05 | 0.016177
| 0.1 | 51.25 | 0 | 0 | 0 |  | 0.11601 | 1000000 | 1000000 |  |  |  | 0.1 | 0.02062
| 0.15 | 172.9688 | 0 | 0 | 0 |  | 0.13459 | 1000000 | 1000000 |  |  |  | 0.15 | 0.012417
| 0.2 | 410 | 0 | 0 | 0 |  | 0.15614 | 1000000 | 1000000 |  |  |  | 0.2 | 0.017544
| 0.25 | 800.7812 | 0 | 0 | 0 |  | 0.18114 | 1000000 | 1000000 |  |  |  | 0.25 | 0.017088
| 0.3 | 1383.75 | 0 | 0 | 0 |  | 0.21015 | 0.0045431 | 1000000 |  |  |  | 0.3 | 0.014126
| 0.35 | 2197.3437 | 0 | 0 | 0 |  | 0.2438 | 0.0011122 | 1000000 |  |  |  | 0.35 | 0.01424
| 0.4 | 3280 | 0 | 0 | 0 |  | 0.28284 | 0.00062574 | 1000000 |  |  |  | 0.4 | 0.01743
| 0.45 | 4670.1562 | 0 | 0 | 0 |  | 0.32813 | 0.00043343 | 1000000 |  |  |  | 0.45 | 0.017202
| 0.5 | 6406.25 | 0.018227 | 2431.638 | 388264.2763 |  | 0.38068 | 0.00033097 | 1000000 |  |  |  | 0.5 | 0.018227
| 0.55 | 8526.7187 | 0.016746 | 3236.5102 | 863055.6731 |  | 0.44164 | 0.0002671 | 1000000 |  |  |  | 0.55 | 0.016746
| 0.6 | 11070 | 0.015721 | 4201.8705 | 1441724.7505 |  | 0.51235 | 0.00022397 | 1000000 |  |  |  | 0.6 | 0.015721
| 0.65 | 14074.5313 | 0.017886 | 5342.3087 | 2278747.3039 |  | 0.5944 | 0.00019337 | 1000000 |  |  |  | 0.65 | 0.017886
| 0.7 | 17578.75 | 0.01424 | 6672.4147 | 3111088.8461 |  | 0.68958 | 0.00017053 | 1000000 |  |  |  | 0.7 | 0.01424
| 0.75 | 21621.0938 | 0.015379 | 8206.7782 | 4216732.039 |  | 0.8 | 0.00015273 | 1000000 |  |  |  | 0.75 | 0.015379
| 0.8 | 26240 | 0.016974 | 9959.9892 | 5697727.2944 | [7 empty] | 0.8 | 0.016974
| 0.85 | 31473.9063 | 0.017316 | 11946.6375 | 7509892.5642 | [7 empty] | 0.85 | 0.017316
| 0.9 | 37361.25 | 0.015265 | 14181.3128 | 9406291.7687 | [7 empty] | 0.9 | 0.015265
| 0.95 | 43940.4688 | 0.015265 | 16678.605 | 11636641.9306 | [7 empty] | 0.95 | 0.015265
| 1 | 51250 | 0.017088 | 19453.104 | 14548624.0025 |  |  | M1 | M2 |  |  |  | 1 | 0.017088
| 1.05 | 59328.2813 | 0.016519 | 22519.3995 | 17807241.1403 |  | Betz × 1 | 0.593 | 0 |  |  |  | 1.05 | 0.016519
| 1.1 | 68213.75 | 0.017202 | 25892.0814 | 21708928.2656 |  |  | 0.593 | 0.005 |  |  |  | 1.1 | 0.017202
| 1.15 | 77944.8438 | 0.016974 | 29585.7395 | 26108163.9277 | [7 empty] | 1.15 | 0.016974
| 1.2 | 88560 | 0.015265 | 33614.9637 | 30603332.4125 | [7 empty] | 1.2 | 0.015265
| 1.25 | 100097.6563 | 0.014924 | 37994.3437 | 35570385.1655 | [7 empty] | 1.25 | 0.014924
| 1.3 | 112596.25 | 0.018455 | 42738.4694 | 42479819.7465 | [7 empty] | 1.3 | 0.018455
| 1.35 | 126094.2188 | 0.015379 | 47861.9307 | 48927930.8477 | [7 empty] | 1.35 | 0.015379
| 1.4 | 140630 | 0.014696 | 53379.3173 | 55799742.6203 | [7 empty] | 1.4 | 0.014696
| 1.45 | 156242.0313 | 0.01743 | 59305.2191 | 64854834.7912 | [7 empty] | 1.45 | 0.01743
| 1.5 | 172968.75 | 0.016405 | 65654.2259 | 74289656.7043 | [7 empty] | 1.5 | 0.016405
| 1.55 | 190848.5938 | 0.015265 | 72440.9276 | 83976835.837 | [7 empty] | 1.55 | 0.015265
| 1.6 | 209920 | 0.014354 | 79679.9139 | 93995917.833 | [7 empty] | 1.6 | 0.014354
| 1.65 | 230221.4063 | 0.016291 | 87385.7747 | 106466459.2162 | [7 empty] | 1.65 | 0.016291
| 1.7 | 251791.25 | 0.015152 | 95573.0998 | 119151616.1048 | [7 empty] | 1.7 | 0.015152
| 1.75 | 274667.9688 | 0.015379 | 104256.4791 | 133197379.6299 | [7 empty] | 1.75 | 0.015379
| 1.8 | 298890 | 0.012417 | 113450.5024 | 145538126.6922 | [7 empty] | 1.8 | 0.012417
| 1.85 | 324495.7813 | 0.015152 | 123169.7595 | 161886112.9499 | [7 empty] | 1.85 | 0.015152
| 1.9 | 351523.75 | 0.012645 | 133428.8402 | 176666343.8732 | [7 empty] | 1.9 | 0.012645
| 1.95 | 380012.3438 | 0.014696 | 144242.3344 | 195235449.3096 | [7 empty] | 1.95 | 0.014696
| 2 | 410000 | 0.015038 | 155624.8318 | 215735803.0961 | [7 empty] | 2 | 0.015038
| 2.05 | 441525.1563 | 0.014468 | 167590.9224 | 236976205.5796 | [7 empty] | 2.05 | 0.014468
| 2.1 | 474626.25 | 0.011848 | 180155.1959 | 255673925.9842 | [7 empty] | 2.1 | 0.011848
| 2.15 | 509341.7188 | 0.012531 | 193332.2423 | 276896863.8553 | [7 empty] | 2.15 | 0.012531
| 2.2 | 545710 | 0.013557 | 207136.6512 | 301495580.0361 | [7 empty] | 2.2 | 0.013557
| 2.25 | 583769.5312 | 0.013784 | 221583.0125 | 328252145.3052 | [7 empty] | 2.25 | 0.013784
| 2.3 | 623558.75 | 0.012076 | 236685.9161 | 353289405.9862 | [7 empty] | 2.3 | 0.012076
| 2.35 | 665116.0937 | 0.010936 | 252459.9518 | 377475863.1585 | [7 empty] | 2.35 | 0.010936
| 2.4 | 708480 | 0.013215 | 268919.7094 | 408606582.2175 | [7 empty] | 2.4 | 0.013215
| 2.45 | 753688.9062 | 0.010139 | 286079.7787 | 434015472.4771 | [7 empty] | 2.45 | 0.010139
| 2.5 | 800781.25 | 0.011506 | 303954.7497 | 464651950.5256 | [7 empty] | 2.5 | 0.011506
| 2.55 | 849795.4687 | 0.010139 | 322559.212 | 493300852.7842 | [7 empty] | 2.55 | 0.010139
| 2.6 | 900770 | 0.012759 | 341907.7555 | 531515997.1335 | [7 empty] | 2.6 | 0.012759
| 2.65 | 953743.2812 | 0.01219 | 362014.9701 | 570172168.4475 | [7 empty] | 2.65 | 0.01219
| 2.7 | 1008753.75 | 0.010481 | 382895.4456 | 605326314.8956 | [7 empty] | 2.7 | 0.010481
| 2.75 | 1065839.8437 | 0.0096833 | 404563.7718 | 639643720.2818 | [7 empty] | 2.75 | 0.0096833
| 2.8 | 1125040 | 0.0093415 | 427034.5385 | 674588747.5908 | [7 empty] | 2.8 | 0.0093415
| 2.85 | 1186392.6562 | 0.0095694 | 450322.3356 | 712338256.3001 | [7 empty] | 2.85 | 0.0095694
| 2.9 | 1249936.25 | 0.008658 | 474441.7529 | 748321890.548 | [7 empty] | 2.9 | 0.008658
| 2.95 | 1315709.2187 | 0.0084302 | 499407.3802 | 785202255.115 | [7 empty] | 2.95 | 0.0084302
| 3 | 1383750 | 0.0060378 | 500000 | 811647914.7186 | [7 empty] | 3 | 0.0060378
| 3.05 | 1454097.0312 | 0.0092276 | 500000 | 852064866.1882 | [7 empty] | 3.05 | 0.0092276
| 3.1 | 1526788.75 | 0.0091137 | 500000 | 891982842.9483 | [7 empty] | 3.1 | 0.0091137
| 3.15 | 1601863.5937 | 0.00581 | 500000 | 917430553.1328 | [7 empty] | 3.15 | 0.00581
| 3.2 | 1679360 | 0.0082023 | 500000 | 953356732.2169 | [7 empty] | 3.2 | 0.0082023
| 3.25 | 1759316.4062 | 0.0067213 | 500000 | 982796240.0774 | [7 empty] | 3.25 | 0.0067213
| 3.3 | 1841771.25 | 0.0075188 | 500000 | 1015728570.9045 | [7 empty] | 3.3 | 0.0075188
| 3.35 | 1926762.9687 | 0.0067213 | 500000 | 1045168078.7651 | [7 empty] | 3.35 | 0.0067213
| 3.4 | 2014330 | 0.00581 | 500000 | 1070615788.9496 | [7 empty] | 3.4 | 0.00581
| 3.45 | 2104510.7812 | 0.0050125 | 500000 | 1092570676.1677 | [7 empty] | 3.45 | 0.0050125
| 3.5 | 2197343.75 | 0.0060378 | 500000 | 1119016335.7712 | [7 empty] | 3.5 | 0.0060378
| 3.55 | 2292867.3437 | 0.0063796 | 500000 | 1146958919.5033 | [7 empty] | 3.55 | 0.0063796
| 3.6 | 2391120 | 0.004329 | 500000 | 1165919958.4643 | [7 empty] | 3.6 | 0.004329
| 3.65 | 2492140.1562 | 0.0035316 | 500000 | 1181388174.4588 | [7 empty] | 3.65 | 0.0035316
| 3.7 | 2595966.25 | 0.0047847 | 500000 | 1202345112.2579 | [7 empty] | 3.7 | 0.0047847
| 3.75 | 2702636.7187 | 0.0036455 | 500000 | 1218312302.9619 | [7 empty] | 3.75 | 0.0036455
| 3.8 | 2812190 | 0.0033037 | 500000 | 1232782569.5375 | [7 empty] | 3.8 | 0.0033037
| 3.85 | 2924664.5312 | 0.004329 | 500000 | 1251743608.4985 | [7 empty] | 3.85 | 0.004329
| 3.9 | 3040098.75 | 0.0045568 | 500000 | 1271702596.8785 | [7 empty] | 3.9 | 0.0045568
| 3.95 | 3158531.0937 | 0.0041012 | 500000 | 1289665686.4206 | [7 empty] | 3.95 | 0.0041012
| 4 | 3280000 | 0.0030759 | 500000 | 1303138003.5771 | [7 empty] | 4 | 0.0030759
| 4.05 | 3404543.9062 | 0.0036455 | 500000 | 1319105194.2811 | [7 empty] | 4.05 | 0.0036455
| 4.1 | 3532201.25 | 0.002848 | 500000 | 1331579562.0187 | [7 empty] | 4.1 | 0.002848
| 4.15 | 3663010.4687 | 0.0021645 | 500000 | 1341060081.4992 | [7 empty] | 4.15 | 0.0021645
| 4.2 | 3797010 | 0.001481 | 500000 | 1347546752.7227 | [7 empty] | 4.2 | 0.001481
| 4.25 | 3934238.2812 | 0.0017088 | 500000 | 1355031373.3652 | [7 empty] | 4.25 | 0.0017088
| 4.3 | 4074733.75 | 0.0013671 | 500000 | 1361019069.8792 | [7 empty] | 4.3 | 0.0013671
| 4.35 | 4218534.8437 | 0.0021645 | 500000 | 1370499589.3597 | [7 empty] | 4.35 | 0.0021645
| 4.4 | 4365680 | 0.0012531 | 500000 | 1375988311.1642 | [7 empty] | 4.4 | 0.0012531
| 4.45 | 4516207.6562 | 0.0013671 | 500000 | 1381976007.6783 | [7 empty] | 4.45 | 0.0013671
| 4.5 | 4670156.25 | 0.001481 | 500000 | 1388462678.9018 | [7 empty] | 4.5 | 0.001481
| 4.55 | 4827564.2187 | 0.0012531 | 500000 | 1393951400.7063 | [7 empty] | 4.55 | 0.0012531
| 4.6 | 4988470 | 0.0010253 | 500000 | 1398442173.0918 | [7 empty] | 4.6 | 0.0010253
| 4.65 | 5152912.0312 | 0.00091137 | 500000 | 1402433970.7678 | [7 empty] | 4.65 | 0.00091137
| 4.7 | 5320928.75 | 0.0010253 | 500000 | 1406924743.1533 | [7 empty] | 4.7 | 0.0010253
| 4.75 | 5492558.5937 | 0.001481 | 500000 | 1413411414.3768 | [7 empty] | 4.75 | 0.001481
| 4.8 | 5667840 | 0.00045568 | 500000 | 1415407313.2148 | [7 empty] | 4.8 | 0.00045568
| 4.85 | 5846811.4062 | 0.00056961 | 500000 | 1417902186.7623 | [7 empty] | 4.85 | 0.00056961
| 4.9 | 6029511.25 | 0.00079745 | 500000 | 1421395009.7288 | [7 empty] | 4.9 | 0.00079745
| 4.95 | 6215977.9687 | 0.00045568 | 500000 | 1423390908.5668 | [7 empty] | 4.95 | 0.00045568
| 5 | 6406250 | 0.00034176 | 500000 | 1424887832.6953 | [7 empty] | 5 | 0.00034176
| 5.05 | 6600365.7812 | 0 | 500000 | 0 | [7 empty] | 5.05 | 0.00079745
| 5.1 | 6798363.75 | 0 | 500000 | 0 | [7 empty] | 5.1 | 0.00068353
| 5.15 | 7000282.3437 | 0 | 500000 | 0 | [7 empty] | 5.15 | 0.00034176
| 5.2 | 7206160 | 0 | 500000 | 0 | [7 empty] | 5.2 | 0.00011392
| 5.25 | 7416035.1562 | 0 | 500000 | 0 | [7 empty] | 5.25 | 0.00011392
| 5.3 | 7629946.25 | 0 | 500000 | 0 | [7 empty] | 5.3 | 0
| 5.35 | 7847931.7187 | 0 | 500000 | 0
| 5.4 | 8070030 | 0 | 500000 | 0
| 5.45 | 8296279.5312 | 0 | 500000 | 0
| 5.5 | 8526718.75 | 0 | 500000 | 0
| 5.55 | 8761386.0937 | 0 | 500000 | 0
| 5.6 | 9000320 | 0 | 500000 | 0
| 5.65 | 9243558.9062 | 0 | 500000 | 0
| 5.7 | 9491141.25 | 0 | 500000 | 0
| 5.75 | 9743105.4687 | 0 | 500000 | 0
| 5.8 | 9999490 | 0 | 500000 | 0
| 5.85 | 10260333.2812 | 0 | 500000 | 0
| 5.9 | 10525673.75 | 0 | 500000 | 0
| 5.95 | 10795549.8437 | 0 | 500000 | 0
| 6 | 11070000 | 0 | 500000 | 0
| 6.05 | 11349062.6562 | 0 | 500000 | 0
| 6.1 | 11632776.25 | 0 | 500000 | 0
| 6.15 | 11921179.2187 | 0 | 500000 | 0
| 6.2 | 12214310 | 0 | 500000 | 0
| 6.25 | 12512207.0312 | 0 | 500000 | 0
| 6.3 | 12814908.75 | 0 | 500000 | 0
| 6.35 | 13122453.5937 | 0 | 500000 | 0
| 6.4 | 13434880 | 0 | 500000 | 0
| 6.45 | 13752226.4062 | 0 | 500000 | 0
| 6.5 | 14074531.25 | 0 | 500000 | 0
| 6.55 | 14401832.9687 | 0 | 500000 | 0
| 6.6 | 14734170 | 0 | 500000 | 0
| 6.65 | 15071580.7812 | 0 | 500000 | 0
| 6.7 | 15414103.75 | 0 | 500000 | 0
| 6.75 | 15761777.3437 | 0 | 500000 | 0
| 6.8 | 16114640 | 0 | 500000 | 0
| 6.85 | 16472730.1562 | 0 | 500000 | 0
| 6.9 | 16836086.25 | 0 | 500000 | 0
| 6.95 | 17204746.7187 | 0 | 500000 | 0
| 7 | 17578750 | 0 | 500000 | 0
| 7.05 | 17958134.5312 | 0 | 500000 | 0
| 7.1 | 18342938.75 | 0 | 500000 | 0
| 7.15 | 18733201.0937 | 0 | 500000 | 0
| 7.2 | 19128960 | 0 | 500000 | 0
| 7.25 | 19530253.9062 | 0 | 500000 | 0
| 7.3 | 19937121.25 | 0 | 500000 | 0
| 7.35 | 20349600.4687 | 0 | 500000 | 0
| 7.4 | 20767730 | 0 | 500000 | 0
| 7.45 | 21191548.2812 | 0 | 500000 | 0
| 7.5 | 21621093.75 | 0 | 500000 | 0
| 7.55 | 22056404.8437 | 0 | 500000 | 0
| 7.6 | 22497520 | 0 | 500000 | 0
| 7.65 | 22944477.6562 | 0 | 500000 | 0
| 7.7 | 23397316.25 | 0 | 500000 | 0
| 7.75 | 23856074.2187 | 0 | 500000 | 0
| 7.8 | 24320790 | 0 | 500000 | 0
| 7.85 | 24791502.0312 | 0 | 500000 | 0
| 7.9 | 25268248.75 | 0 | 500000 | 0
| 7.95 | 25751068.5937 | 0 | 500000 | 0
| 8 | 26240000 | 0 | 500000 | 0
| 8.05 | 26735081.4062 | 0 | 500000 | 0
| 8.1 | 27236351.25 | 0 | 500000 | 0
| 8.15 | 27743847.9687 | 0 | 500000 | 0
| 8.2 | 28257610 | 0 | 500000 | 0
| 8.25 | 28777675.7812 | 0 | 500000 | 0
| 8.3 | 29304083.75 | 0 | 500000 | 0
| 8.35 | 29836872.3437 | 0 | 500000 | 0
| 8.4 | 30376080 | 0 | 500000 | 0
| 8.45 | 30921745.1562 | 0 | 500000 | 0
| 8.5 | 31473906.25 | 0 | 500000 | 0
| 8.55 | 32032601.7187 | 0 | 500000 | 0
| 8.6 | 32597870 | 0 | 500000 | 0
| 8.65 | 33169749.5312 | 0 | 500000 | 0
| 8.7 | 33748278.75 | 0 | 500000 | 0
| 8.75 | 34333496.0937 | 0 | 500000 | 0
| 8.8 | 34925440 | 0 | 500000 | 0
| 8.85 | 35524148.9062 | 0 | 500000 | 0
| 8.9 | 36129661.25 | 0 | 500000 | 0
| 8.95 | 36742015.4687 | 0 | 500000 | 0
| 9 | 37361250 | 0 | 500000 | 0
| 9.05 | 37987403.2812 | 0 | 500000 | 0
| 9.1 | 38620513.75 | 0 | 500000 | 0
| 9.15 | 39260619.8437 | 0 | 500000 | 0
| 9.2 | 39907760 | 0 | 500000 | 0
| 9.25 | 40561972.6562 | 0 | 500000 | 0
| 9.3 | 41223296.25 | 0 | 500000 | 0
| 9.35 | 41891769.2187 | 0 | 500000 | 0
| 9.4 | 42567430 | 0 | 500000 | 0
| 9.45 | 43250317.0312 | 0 | 500000 | 0
| 9.5 | 43940468.75 | 0 | 500000 | 0
| 9.55 | 44637923.5938 | 0 | 500000 | 0
| 9.6 | 45342720 | 0 | 500000 | 0
| 9.65 | 46054896.4063 | 0 | 500000 | 0
| 9.7 | 46774491.25 | 0 | 500000 | 0
| 9.75 | 47501542.9688 | 0 | 500000 | 0
| 9.8 | 48236090 | 0 | 500000 | 0
| 9.85 | 48978170.7813 | 0 | 500000 | 0
| 9.9 | 49727823.75 | 0 | 500000 | 0
| 9.95 | 50485087.3438 | 0 | 500000 | 0
| 10 | 51250000 | 0 | 500000 | 0
| 10.05 | 52022600.1563 | 0 | 500000 | 0
| 10.1 | 52802926.25 | 0 | 500000 | 0
| 10.15 | 53591016.7188 | 0 | 500000 | 0
| 10.2 | 54386910 | 0 | 500000 | 0
| 10.25 | 55190644.5313 | 0 | 500000 | 0
| 10.3 | 56002258.75 | 0 | 500000 | 0
| 10.35 | 56821791.0938 | 0 | 500000 | 0
| 10.4 | 57649280 | 0 | 500000 | 0
| 10.45 | 58484763.9063 | 0 | 500000 | 0
| 10.5 | 59328281.25 | 0 | 500000 | 0
| 10.55 | 60179870.4688 | 0 | 500000 | 0
| 10.6 | 61039570 | 0 | 500000 | 0
| 10.65 | 61907418.2813 | 0 | 500000 | 0
| 10.7 | 62783453.75 | 0 | 500000 | 0
| 10.75 | 63667714.8438 | 0 | 500000 | 0
| 10.8 | 64560240 | 0 | 500000 | 0
| 10.85 | 65461067.6563 | 0 | 500000 | 0
| 10.9 | 66370236.25 | 0 | 500000 | 0
| 10.95 | 67287784.2188 | 0 | 500000 | 0
| 11 | 68213750 | 0 | 500000 | 0
| 11.05 | 69148172.0313 | 0 | 500000 | 0
| 11.1 | 70091088.75 | 0 | 500000 | 0
| 11.15 | 71042538.5938 | 0 | 500000 | 0
| 11.2 | 72002560 | 0 | 500000 | 0
| 11.25 | 72971191.4063 | 0 | 500000 | 0
| 11.3 | 73948471.25 | 0 | 500000 | 0
| 11.35 | 74934437.9688 | 0 | 500000 | 0
| 11.4 | 75929130 | 0 | 500000 | 0
| 11.45 | 76932585.7813 | 0 | 500000 | 0
| 11.5 | 77944843.75 | 0 | 500000 | 0
| 11.55 | 78965942.3438 | 0 | 500000 | 0
| 11.6 | 79995920 | 0 | 500000 | 0
| 11.65 | 81034815.1563 | 0 | 500000 | 0
| 11.7 | 82082666.25 | 0 | 500000 | 0
| 11.75 | 83139511.7188 | 0 | 500000 | 0
| 11.8 | 84205390 | 0 | 500000 | 0
| 11.85 | 85280339.5313 | 0 | 500000 | 0
| 11.9 | 86364398.75 | 0 | 500000 | 0
| 11.95 | 87457606.0938 | 0 | 500000 | 0
| 12 | 88560000 | 0 | 500000 | 0
| 12.05 | 89671618.9063 | 0 | 500000 | 0
| 12.1 | 90792501.25 | 0 | 500000 | 0
| 12.15 | 91922685.4688 | 0 | 500000 | 0
| 12.2 | 93062210 | 0 | 500000 | 0
| 12.25 | 94211113.2813 | 0 | 500000 | 0
| 12.3 | 95369433.75 | 0 | 500000 | 0
| 12.35 | 96537209.8438 | 0 | 500000 | 0
| 12.4 | 97714480 | 0 | 500000 | 0
| 12.45 | 98901282.6563 | 0 | 500000 | 0
| 12.5 | 100097656.25 | 0 | 500000 | 0
| 12.55 | 101303639.2188 | 0 | 500000 | 0
| 12.6 | 102519270 | 0 | 500000 | 0
| 12.65 | 103744587.0313 | 0 | 500000 | 0
| 12.7 | 104979628.75 | 0 | 500000 | 0
| 12.75 | 106224433.5938 | 0 | 500000 | 0
| 12.8 | 107479040 | 0 | 500000 | 0
| 12.85 | 108743486.4063 | 0 | 500000 | 0
| 12.9 | 110017811.25 | 0 | 500000 | 0
| 12.95 | 111302052.9688 | 0 | 500000 | 0
| 13 | 112596250 | 0 | 500000 | 0
| 13.05 | 113900440.7813 | 0 | 500000 | 0
| 13.1 | 115214663.75 | 0 | 500000 | 0
| 13.15 | 116538957.3438 | 0 | 500000 | 0
| 13.2 | 117873360 | 0 | 500000 | 0
| 13.25 | 119217910.1563 | 0 | 500000 | 0
| 13.3 | 120572646.25 | 0 | 500000 | 0
| 13.35 | 121937606.7188 | 0 | 500000 | 0
| 13.4 | 123312830 | 0 | 500000 | 0
| 13.45 | 124698354.5313 | 0 | 500000 | 0
| 13.5 | 126094218.75 | 0 | 500000 | 0
| 13.55 | 127500461.0938 | 0 | 500000 | 0
| 13.6 | 128917120 | 0 | 500000 | 0
| 13.65 | 130344233.9063 | 0 | 500000 | 0
| 13.7 | 131781841.25 | 0 | 500000 | 0
| 13.75 | 133229980.4688 | 0 | 500000 | 0
| 13.8 | 134688690 | 0 | 500000 | 0
| 13.85 | 136158008.2813 | 0 | 500000 | 0
| 13.9 | 137637973.75 | 0 | 500000 | 0
| 13.95 | 139128624.8438 | 0 | 500000 | 0
| 14 | 140630000 | 0 | 500000 | 0
| 14.05 | 142142137.6563 | 0 | 500000 | 0
| 14.1 | 143665076.25 | 0 | 500000 | 0
| 14.15 | 145198854.2188 | 0 | 500000 | 0
| 14.2 | 146743510 | 0 | 500000 | 0
| 14.25 | 148299082.0313 | 0 | 500000 | 0
| 14.3 | 149865608.75 | 0 | 500000 | 0
| 14.35 | 151443128.5938 | 0 | 500000 | 0
| 14.4 | 153031680 | 0 | 500000 | 0
| 14.45 | 154631301.4063 | 0 | 500000 | 0
| 14.5 | 156242031.25 | 0 | 500000 | 0
| 14.55 | 157863907.9688 | 0 | 500000 | 0
| 14.6 | 159496970 | 0 | 500000 | 0
| 14.65 | 161141255.7813 | 0 | 500000 | 0
| 14.7 | 162796803.75 | 0 | 500000 | 0
| 14.75 | 164463652.3438 | 0 | 500000 | 0
| 14.8 | 166141840 | 0 | 500000 | 0
| 14.85 | 167831405.1563 | 0 | 500000 | 0
| 14.9 | 169532386.25 | 0 | 500000 | 0
| 14.95 | 171244821.7188 | 0 | 500000 | 0
| 15 | 172968750 | 0 | 500000 | 0
Drawing the LCOE front
Meq | 0.0001 |  | 0.0001 |  | 0.0001 |  | 0.0001 |  | 0.0001 |  | 22011.3513 |  | 89914.3263 |  | 159809.7147 |  | 230719.7112 |  | 302143.1395 |  | 374398.3494 |  | 446495.7913 |  | 517143.8641 |  | 586411.381 |  | 654768.7851
M2 | 1000000 |  | 1000000 |  | 1000000 |  | 1000000 |  | 1000000 |  | 0.0045431 |  | 0.0011122 |  | 0.00062574 |  | 0.00043343 |  | 0.00033097 |  | 0.0002671 |  | 0.00022397 |  | 0.00019337 |  | 0.00017053 |  | 0.00015273
WhYear | 526756720.4116 |  | 604604812.0166 |  | 690260826.5144 |  | 783382782.763 |  | 881154407.9398 |  | 984266275.639 |  | 1091610224.6275 |  | 1202103866.4376 |  | 1314201444.4172 |  | 1427110677.5845 |  | 1541334826.9036 |  | 1655309569.8274 |  | 1766993087.5203 |  | 1876494163.0205 |  | 1984556492.9426
CF | 12.0264 |  | 13.8038 |  | 15.7594 |  | 17.8855 |  | 20.1177 |  | 22.4718 |  | 24.9226 |  | 27.4453 |  | 30.0046 |  | 32.5824 |  | 35.1903 |  | 37.7925 |  | 40.3423 |  | 42.8423 |  | 45.3095
AEP | 526756.7204 |  | 604604.812 |  | 690260.8265 |  | 783382.7828 |  | 881154.4079 |  | 984266.2756 |  | 1091610.2246 |  | 1202103.8664 |  | 1314201.4444 |  | 1427110.6776 |  | 1541334.8269 |  | 1655309.5698 |  | 1766993.0875 |  | 1876494.163 |  | 1984556.4929
M1v (Cpmu) | 0.1 |  | 0.11601 |  | 0.13459 |  | 0.15614 |  | 0.18114 |  | 0.21015 |  | 0.2438 |  | 0.28284 |  | 0.32813 |  | 0.38068 |  | 0.44164 |  | 0.51235 |  | 0.5944 |  | 0.68958 |  | 0.8
| Pelec | WhYear | Pelec | WhYear | Pelec | WhYear | Pelec | WhYear | Pelec | WhYear | Pelec | WhYear | Pelec | WhYear | Pelec | WhYear | Pelec | WhYear | Pelec | WhYear | Pelec | WhYear | Pelec | WhYear | Pelec | WhYear | Pelec | WhYear | Pelec | WhYear
| 0 | 0 | 0 | 0 | 0 | 0 | 0 | 0 | 0 | 0 | 0 | 0 | 0 | 0 | 0 | 0 | 0 | 0 | 0 | 0 | 0 | 0 | 0 | 0 | 0 | 0 | 0 | 0 | 0 | 0
| 0 | 0 | 0 | 0 | 0 | 0 | 0 | 0 | 0 | 0 | 0 | 0 | 0 | 0 | 0 | 0 | 0 | 0 | 0 | 0 | 0 | 0 | 0 | 0 | 0 | 0 | 0 | 0 | 0 | 0
| 0 | 0 | 0 | 0 | 0 | 0 | 0 | 0 | 0 | 0 | 0 | 0 | 0 | 0 | 0 | 0 | 0 | 0 | 0 | 0 | 0 | 0 | 0 | 0 | 0 | 0 | 0 | 0 | 0 | 0
| 0 | 0 | 0 | 0 | 0 | 0 | 0 | 0 | 0 | 0 | 0 | 0 | 0 | 0 | 0 | 0 | 0 | 0 | 0 | 0 | 0 | 0 | 0 | 0 | 0 | 0 | 0 | 0 | 0 | 0
| 0 | 0 | 0 | 0 | 0 | 0 | 0 | 0 | 0 | 0 | 0 | 0 | 0 | 0 | 0 | 0 | 0 | 0 | 0 | 0 | 0 | 0 | 0 | 0 | 0 | 0 | 0 | 0 | 0 | 0
| 0 | 0 | 0 | 0 | 0 | 0 | 0 | 0 | 0 | 0 | 0 | 0 | 0 | 0 | 0 | 0 | 0 | 0 | 0 | 0 | 0 | 0 | 0 | 0 | 0 | 0 | 0 | 0 | 0 | 0
| 0 | 0 | 0 | 0 | 0 | 0 | 0 | 0 | 0 | 0 | 0 | 0 | 0 | 0 | 0 | 0 | 0 | 0 | 0 | 0 | 0 | 0 | 0 | 0 | 0 | 0 | 0 | 0 | 0 | 0
| 0 | 0 | 0 | 0 | 0 | 0 | 0 | 0 | 0 | 0 | 0 | 0 | 0 | 0 | 0 | 0 | 0 | 0 | 0 | 0 | 0 | 0 | 0 | 0 | 0 | 0 | 0 | 0 | 0 | 0
| 0 | 0 | 0 | 0 | 0 | 0 | 0 | 0 | 0 | 0 | 0 | 0 | 0 | 0 | 0 | 0 | 0 | 0 | 0 | 0 | 0 | 0 | 0 | 0 | 0 | 0 | 0 | 0 | 0 | 0
| 0 | 0 | 0 | 0 | 0 | 0 | 0 | 0 | 0 | 0 | 0 | 0 | 0 | 0 | 0 | 0 | 0 | 0 | 0 | 0 | 0 | 0 | 0 | 0 | 0 | 0 | 0 | 0 | 0 | 0
| 640.625 | 102289.8154 | 743.2079 | 118669.4222 | 862.2173 | 137671.8831 | 1000.2837 | 159717.2 | 1160.4584 | 185292.61 | 1346.282 | 214963.4076 | 1561.8612 | 249385.3626 | 1811.9611 | 289319.2861 | 2102.1093 | 335647.8062 | 2438.7188 | 389394.885 | 2829.2294 | 451748.455 | 3282.2722 | 524086.6566 | 3807.8604 | 608008.3308 | 4417.6107 | 705368.3295 | 5125 | 818318.5236
| 852.6719 | 227375.5556 | 989.2097 | 263785.0669 | 1147.6112 | 306024.8057 | 1331.3776 | 355028.3762 | 1544.5702 | 411878.8362 | 1791.9013 | 477832.7541 | 2078.8373 | 554347.8119 | 2411.7202 | 643115.1833 | 2797.9075 | 746096.8239 | 3245.9348 | 865568.8539 | 3765.7043 | 1004171.8766 | 4368.7043 | 1164969.3002 | 5068.2622 | 1351515.1182 | 5879.8399 | 1567932.3998 | 6821.375 | 1819004.4446
| 1107 | 379828.2965 | 1284.2632 | 440649.9737 | 1489.9115 | 511210.9803 | 1728.4902 | 593070.891 | 2005.2722 | 688038.9422 | 2326.3752 | 798214.2169 | 2698.8962 | 926031.7562 | 3131.0688 | 1074316.6472 | 3632.4449 | 1246346.3143 | 4214.1061 | 1445922.9905 | 4888.9084 | 1677457.774 | 5671.7663 | 1946068.0532 | 6579.9828 | 2257690.7344 | 7633.6313 | 2619213.3581 | 8856 | 3038626.3722
| 1407.4531 | 600345.32 | 1632.8277 | 696478.2559 | 1894.2914 | 808004.8862 | 2197.6232 | 937390.229 | 2549.5272 | 1087493.9089 | 2957.7815 | 1261633.6745 | 3431.4091 | 1463658.2795 | 3980.8786 | 1698032.9724 | 4618.3342 | 1969937.9527 | 5357.8653 | 2285382.9174 | 6215.817 | 2651339.9167 | 7211.152 | 3075897.3431 | 8365.8693 | 3568438.8941 | 9705.4908 | 4139850.8115 | 11259.625 | 4802762.5598
| 1757.875 | 819629.1118 | 2039.3625 | 950875.8297 | 2365.9243 | 1103138.9856 | 2744.7784 | 1279783.9764 | 3184.2979 | 1484714.9416 | 3694.1977 | 1722461.4796 | 4285.7472 | 1998278.1505 | 4972.0213 | 2318261.1919 | 5768.188 | 2689482.9373 | 6691.8444 | 3120148.2022 | 7763.4055 | 3619775.6671 | 9006.5548 | 4199408.1132 | 10448.7689 | 4871856.7532 | 12121.9238 | 5651984.1679 | 14063 | 6557032.8947
| 2162.1094 | 1110915.3441 | 2508.3267 | 1288805.5516 | 2909.9834 | 1495181.1838 | 3375.9574 | 1734603.6591 | 3916.5472 | 2012364.6006 | 4543.7016 | 2334603.3708 | 5271.2817 | 2708441.9369 | 6115.3687 | 3142143.0651 | 7094.619 | 3645292.5105 | 8230.676 | 4229010.9802 | 9548.6493 | 4906199.9784 | 11077.6686 | 5691826.7564 | 12851.5288 | 6603255.4765 | 14909.4362 | 7660630.7 | 17296.875 | 8887322.7529
| 2624 | 1501089.6162 | 3044.1795 | 1741458.1957 | 3531.6421 | 2020316.8146 | 4097.1619 | 2343828.9467 | 4753.2377 | 2719144.7322 | 5514.3709 | 3154559.7928 | 6397.3836 | 3659697.4639 | 7421.7927 | 4245722.5499 | 8610.2398 | 4925587.5026 | 9988.9923 | 5714318.8296 | 11588.5237 | 6629349.2851 | 13444.1868 | 7690902.8994 | 15596.9962 | 8922442.4536 | 18094.5335 | 10351187.6561 | 20992 | 12008716.9293
| 3147.3906 | 1978511.9863 | 3651.3804 | 2295329.9235 | 4236.0737 | 2662879.678 | 4914.3936 | 3089285.02 | 5701.3322 | 3583970.1956 | 6614.2833 | 4157869.2534 | 7673.4243 | 4823666.2359 | 8902.1649 | 5596076.9197 | 10327.6632 | 6492173.291 | 11981.4256 | 7531761.0463 | 13900.0041 | 8737817.4366 | 16125.8032 | 10136998.7561 | 18708.0181 | 11760230.1364 | 21703.7215 | 13643388.5289 | 25179.125 | 15828095.8903
| 3736.125 | 2478126.1319 | 4334.3885 | 2874946.9825 | 5028.4514 | 3335310.4565 | 5833.6543 | 3869391.7398 | 6767.7935 | 4488994.8906 | 7851.5164 | 5207815.0252 | 9108.7747 | 6041739.1624 | 10567.3572 | 7009199.1086 | 12259.5016 | 8131577.871 | 14222.6082 | 9433682.4832 | 16500.0659 | 10944292.4153 | 19142.2113 | 12696795.213 | 22207.4418 | 14729925.2266 | 25763.5058 | 17088619.0608 | 29889 | 19825009.055
| 4394.0469 | 3065721.0264 | 5097.663 | 3556633.0949 | 5913.9486 | 4126154.5425 | 6860.9456 | 4786873.2198 | 7959.5843 | 5553392.0758 | 9234.1479 | 6442653.511 | 10712.8062 | 7474311.5564 | 12428.2413 | 8671168.432 | 14418.3679 | 10059677.3246 | 16727.1724 | 11670527.3282 | 19405.6845 | 13539321.8871 | 22513.1048 | 15707365.1543 | 26118.1144 | 18222575.8822 | 30300.392 | 21140545.71 | 35152.375 | 24525768.2109
| 5125 | 3832894.6422 | 5945.6632 | 4446653.7615 | 6897.7385 | 5158693.6655 | 8002.2693 | 5984752.2196 | 9283.6674 | 6943086.6508 | 10770.2557 | 8054879.0681 | 12494.8899 | 9344701.7757 | 14495.6889 | 10841063.0775 | 16816.8747 | 12577035.8713 | 19509.7506 | 14590988.9658 | 22633.8353 | 16927435.2996 | 26258.1774 | 19638015.0789 | 30462.8832 | 22782638.3633 | 35340.8858 | 26430808.1814 | 41000 | 30663157.1377
| 5932.8281 | 4691390.6874 | 6882.8483 | 5442620.2633 | 7984.9946 | 6314143.6644 | 9263.627 | 7325223.7409 | 10747.0055 | 8498206.9939 | 12467.9172 | 9859019.925 | 14464.3969 | 11437738.5708 | 16780.5718 | 13269256.5569 | 19467.6345 | 15394054.486 | 22584.975 | 17859095.0557 | 26201.4935 | 20718861.2624 | 30397.1226 | 24036559.7438 | 35264.5951 | 27885519.282 | 40911.493 | 32350810.2718 | 47462.625 | 37531125.499
| 6821.375 | 5719306.1573 | 7913.6777 | 6635135.2207 | 9180.89 | 7697615.301 | 10651.0204 | 8930229.8692 | 12356.5613 | 10360221.6965 | 14335.2103 | 12019197.9563 | 16630.6985 | 13943824.5485 | 19293.7619 | 16176640.5285 | 22383.2602 | 18766996.0732 | 25967.478 | 21772143.7251 | 30125.6347 | 25258504.0742 | 34949.6341 | 29303132.7604 | 40546.0975 | 33995425.3988 | 47038.719 | 39439091.8836 | 54571 | 45754449.2584
| 7794.4844 | 6878302.8292 | 9042.6105 | 7979721.3342 | 10490.5981 | 9257509.1534 | 12170.4513 | 10739908.5982 | 14119.2977 | 12459683.0885 | 16380.2126 | 14454844.8769 | 19003.1657 | 16769490.0752 | 22046.1308 | 19454778.124 | 25576.3643 | 22570059.8351 | 29671.8919 | 26184189.771 | 34423.2342 | 30377048.4138 | 39935.4055 | 35241306.4498 | 46330.2374 | 40884475.1912 | 53749.0697 | 47431280.9669 | 62355.875 | 55026422.6333
| 8856 | 8062573.3965 | 10274.106 | 9353628.4369 | 11919.2922 | 10851419.1468 | 13827.9214 | 12589050.4526 | 16042.1773 | 14604926.8101 | 18611.0018 | 16943605.2249 | 21591.1698 | 19656774.0489 | 25048.5504 | 22804401.0904 | 29059.5594 | 26456055.8764 | 33712.849 | 30692447.9918 | 39111.2673 | 35607211.3264 | 45374.1305 | 41308972.1253 | 52639.8621 | 47923752.4421 | 61069.0507 | 55597753.3387 | 70848 | 64500587.1719
| 10009.7656 | 9371163.809 | 11612.6234 | 10871762.647 | 13472.1456 | 12612651.2447 | 15629.4322 | 14632307.6007 | 18132.1629 | 16975369.3796 | 21035.6556 | 19693625.381 | 24404.0819 | 22847153.199 | 28311.8924 | 26505653.6758 | 32845.4583 | 30749987.7725 | 38104.9816 | 35673964.5873 | 44206.7095 | 41386415.1941 | 51285.5026 | 48013596.3456 | 59497.8187 | 55701984.0179 | 69025.1676 | 64621508.3355 | 80078.125 | 74969310.4716
| 11259.625 | 11191482.6777 | 13062.622 | 12983568.084 | 15154.3315 | 15062618.7742 | 17580.9857 | 17474586.9763 | 20396.2173 | 20272781.0795 | 23662.2517 | 23519049.6939 | 27451.2731 | 27285140.2958 | 31847.0285 | 31654292.8948 | 36946.6737 | 36723075.4378 | 42862.922 | 42603519.1428 | 49726.5361 | 49425595.1747 | 57689.2156 | 57340085.2607 | 66926.9543 | 66521917.8705 | 77643.9262 | 77174031.5172 | 90077 | 89531861.4217
| 12609.4219 | 12890263.9843 | 14628.561 | 14954374.222 | 16971.0234 | 17349008.8746 | 19688.5833 | 20127095.366 | 22841.3032 | 23350033.8907 | 26498.8678 | 27089061.2036 | 30742.1148 | 31426815.498 | 35664.8305 | 36459171.9794 | 41375.818 | 42297356.8687 | 48001.3026 | 49070406.8644 | 55687.7224 | 56928021.7583 | 64604.9631 | 66043870.788 | 74950.1161 | 76619435.2248 | 86951.832 | 88888458.0925 | 100875.375 | 103122111.8746
| 14063 | 14700670.97 | 16314.8998 | 17054680.592 | 18927.3945 | 19785635.9986 | 21958.227 | 22953898.1449 | 25474.3834 | 26629490.7367 | 29553.5815 | 30893655.5623 | 34285.9779 | 35840637.1531 | 39776.1703 | 41579776.1596 | 46145.5041 | 48237920.2615 | 53534.7556 | 55962229.0555 | 62107.244 | 64923427.3137 | 72052.4386 | 75319575.706 | 83590.1514 | 87380453.0702 | 96975.3907 | 101372631.083 | 112504 | 117605367.7597
| 15624.2031 | 17086272.1279 | 18126.0974 | 19822286.632 | 21028.6181 | 22996417.0742 | 24395.9182 | 26678819.6879 | 28302.4206 | 30950881.5132 | 32834.4707 | 35907028.1242 | 38092.2338 | 41656797.9031 | 44191.9195 | 48327275.1245 | 51268.3446 | 56065892.105 | 59477.9133 | 65043689.2628 | 69002.076 | 75459096.3109 | 80051.3359 | 87542314.8849 | 92869.9071 | 101560411.9613 | 107741.108 | 117823218.0385 | 124993.625 | 136690177.0232
| 17296.875 | 19571914.6433 | 20066.6132 | 22705953.592 | 23279.8675 | 26341843.8328 | 27007.6589 | 30559947.6473 | 31332.3775 | 35453491.9364 | 36349.6129 | 41130638.9293 | 42170.2535 | 47716862.2136 | 48922.95 | 55357733.776 | 56756.952 | 64222133.7963 | 65845.4082 | 74505984.9689 | 76389.194 | 86436583.7674 | 88621.3486 | 100277620.6405 | 102812.2306 | 116335014.4 | 119275.4897 | 134963668.4458 | 138375 | 156575317.1463
| 19084.8594 | 22124041.7028 | 22140.9065 | 25666751.2263 | 25686.316 | 29776752.1527 | 29799.4506 | 34544885.7972 | 34571.217 | 40076535.6077 | 40107.0858 | 46493967.8883 | 46529.4082 | 53939017.6579 | 53980.1335 | 62576239.1138 | 62623.9392 | 72596533.9748 | 72651.8724 | 84221372.7479 | 84285.5733 | 97707690.7791 | 97782.1702 | 113353563.0696 | 113439.969 | 131504799.4535 | 131605.0412 | 152562581.8161 | 152678.875 | 176992333.6227
| 20992 | 24763609.9325 | 24353.4364 | 28728991.9328 | 28253.137 | 33329347.5609 | 32777.2951 | 38666356.199 | 38025.9017 | 44857974.3505 | 44114.9672 | 52041055.6292 | 51179.0691 | 60374357.062 | 59374.3417 | 70042065.4269 | 68881.9187 | 81257858.485 | 79911.9384 | 94269629.877 | 92708.1892 | 109364969.3106 | 107553.4944 | 126877514.4261 | 124775.9694 | 147194332.8285 | 144756.2683 | 170764470.4857 | 167936 | 198108879.46
| 23022.1406 | 28049025.1886 | 26708.6622 | 32540498.7626 | 30985.5037 | 37751188.6112 | 35947.194 | 43796264.0316 | 41703.3945 | 50809330.9455 | 48381.3347 | 58945399.4859 | 56128.6073 | 68384289.1482 | 65116.4464 | 79334622.972 | 75543.5031 | 92038427.581 | 87640.2383 | 106776484.9369 | 101674.0172 | 123874539.5888 | 117955.0149 | 143710493.2482 | 136843.079 | 166722766.2033 | 158755.6767 | 193419979.8426 | 184177.125 | 224392201.5089
| 25179.125 | 31390981.7795 | 29211.0432 | 36417600.8573 | 33888.5894 | 42249128.6553 | 39315.1491 | 49014456.5446 | 45610.658 | 56863109.1889 | 52914.2661 | 65968565.7097 | 61387.3941 | 76532070.5523 | 71217.3195 | 88787103.5608 | 82621.3053 | 103004528.0998 | 95851.4046 | 119498580.4532 | 111200.0326 | 138633816.6489 | 129006.4253 | 160833164.2453 | 149664.1449 | 186587279.9831 | 173629.7721 | 216465385.9521 | 201433 | 251127854.2362
| 27466.7969 | 35091395.7673 | 31865.0386 | 40710559.9166 | 36967.5674 | 47229516.5814 | 42887.162 | 54792351.0327 | 49754.655 | 63566214.1158 | 57721.8389 | 73745034.9205 | 66964.8006 | 85553780.8757 | 77687.8326 | 99253454.7649 | 90127.9377 | 115146849.7149 | 104560.0695 | 133585244.6337 | 121303.2109 | 154976169.937 | 140727.4192 | 179792408.4909 | 163262.0144 | 208582456.3568 | 189405.06 | 241982636.3416 | 219734.375 | 280731166.1381
| 29889 | 38342616.1774 | 34675.1076 | 44482396.3003 | 40227.6111 | 51605334.7817 | 46669.2346 | 59868866.4035 | 54142.3483 | 69455628.5494 | 62812.131 | 80577517.8535 | 72870.198 | 93480344.9939 | 84538.8576 | 108449294.681 | 98076.0131 | 125815213.8471 | 113780.8654 | 145961927.4173 | 132000.5273 | 169334723.5301 | 153137.6903 | 196450188.4192 | 177659.5345 | 227907636.3467 | 206108.0461 | 264402345.4744 | 239112 | 306740929.419
| 32449.5781 | 42649560.1831 | 37645.7096 | 49479008.6654 | 43673.8937 | 57402051.5803 | 50667.3684 | 66593808.0217 | 58780.7007 | 77257430.6398 | 68193.22 | 89628617.9638 | 79112.9573 | 103980792.0593 | 91781.2662 | 120631171.8248 | 106478.1441 | 139947767.5205 | 123528.4245 | 162357518.3034 | 143308.9572 | 188355730.5759 | 166256.9322 | 218517017.5973 | 192879.5525 | 253508013.3181 | 223765.2362 | 294102095.008 | 259596.625 | 341196481.4645
| 35152.375 | 46543472.6181 | 40781.3037 | 53996450.9624 | 47311.5885 | 62642869.1054 | 54887.5651 | 72673834.5458 | 63676.6748 | 84311047.8067 | 73873.1836 | 97811726.7352 | 85702.4499 | 113474256.8798 | 99425.9301 | 131644819.2812 | 115346.9434 | 152725023.6016 | 133817.3792 | 177180788.6193 | 155245.4761 | 205552642.2992 | 180104.8384 | 238467660.1935 | 208944.9155 | 276653340.0509 | 242403.1359 | 320953668.6236 | 281219 | 372347780.945
| 38001.2344 | 51435579.5779 | 44086.3492 | 59671928.0744 | 51145.8689 | 69227156.841 | 59335.8266 | 80312460.3676 | 68837.2334 | 93172841.7504 | 79860.0995 | 108092554.5762 | 92648.0468 | 125401347.2023 | 107483.7211 | 145481787.1824 | 124695.0236 | 168777696.702 | 144662.3618 | 195803966.487 | 167827.0592 | 227157938.4972 | 194701.1028 | 263532599.1526 | 225878.4707 | 305731912.28 | 262048.2508 | 354688574.6743 | 304009.875 | 411484636.6234
| 41000 | 56836481.8336 | 47565.3054 | 65937673.5677 | 55181.9082 | 76496232.2671 | 64018.1544 | 88745528.5262 | 74269.3393 | 102956291.5589 | 86162.0453 | 119442622.4984 | 99959.1193 | 138568894.3462 | 115965.5111 | 160757845.4867 | 134534.9974 | 186499900.8708 | 156078.0046 | 216364016.4163 | 181070.6821 | 251010256.9212 | 210065.4188 | 291204374.6216 | 243703.0652 | 337834752.1469 | 282727.0866 | 391932022.4731 | 328000 | 454691854.6685
| 44152.5156 | 62432352.9526 | 51222.6315 | 72429608.1715 | 59424.8796 | 84027716.3254 | 68940.5503 | 97483024.6555 | 79979.9552 | 113092917.1887 | 92787.0988 | 131202420.0802 | 107645.0385 | 152211780.9017 | 124882.1717 | 176585359.008 | 144879.4774 | 204861864.4429 | 168078.9399 | 237666270.0324 | 194993.32 | 275723627.6644 | 226217.4801 | 319875082.1869 | 262441.5462 | 371096482.4927 | 304466.149 | 430519933.1678 | 353220.125 | 499458823.621
| 47462.625 | 67358344.0531 | 55062.7867 | 78144395.2713 | 63879.9565 | 90657608.7327 | 74109.016 | 105174557.798 | 85976.0439 | 122016090.4675 | 99743.3377 | 141554455.8936 | 115715.1755 | 164221481.6843 | 134244.5748 | 190518165.7309 | 155741.0764 | 221025722.9769 | 180679.8001 | 256418437.3895 | 209611.9484 | 297478568.3615 | 243176.9804 | 345113628.1266 | 282116.7609 | 400376461.2814 | 327291.9436 | 464488496.8862 | 379701 | 538866752.4248
| 50934.1719 | 72949614.0484 | 59090.2303 | 84630991.9762 | 68552.3121 | 98182900.1377 | 79529.5532 | 113904869.6481 | 92264.5681 | 132144381.404 | 107038.8396 | 153304584.1526 | 124178.9015 | 177853150.5745 | 144063.592 | 206332665.309 | 167132.4068 | 239372588.691 | 193895.2174 | 277703175.5369 | 224943.5425 | 322171618.8945 | 260963.6133 | 373760761.6189 | 302751.5563 | 433610842.6525 | 351230.9762 | 503044679.2317 | 407473.375 | 583596912.3872
| 54571 | 79430246.68 | 63309.4215 | 92149364.4227 | 73447.1198 | 106905184.8926 | 85208.1635 | 124023848.6827 | 98852.4906 | 143883705.8868 | 114681.6823 | 166923719.8203 | 133045.5878 | 193653109.8515 | 154350.0953 | 224662662.2693 | 179066.0815 | 260637756.8432 | 207739.8241 | 302373522.1146 | 241005.0779 | 350792413.3101 | 279597.0724 | 406964586.2004 | 324368.7798 | 472131575.2562 | 376309.7523 | 547733712.9695 | 436568 | 635441973.4398
| 58376.9531 | 86479373.5009 | 67724.8196 | 100327263.692 | 78569.5529 | 116392606.0908 | 91150.8487 | 135030485.0048 | 105746.7741 | 156652827.634 | 122679.9434 | 181737553.5879 | 142324.6054 | 210839073.4822 | 165114.9562 | 244600603.6011 | 191554.7131 | 283768348.5147 | 222228.2526 | 329208001.3435 | 257813.5298 | 381923881.6438 | 299097.0514 | 443081117.3667 | 346991.2784 | 514031424.3599 | 402554.7776 | 596342959.0467 | 467015.625 | 691834988.0075
| 62355.875 | 93075542.4791 | 72340.8839 | 107979673.2509 | 83924.7846 | 125270391.2377 | 97363.6106 | 145329864.6168 | 112954.3814 | 168601440.1197 | 131041.7006 | 195599490.4245 | 152025.3256 | 226920713.5263 | 176369.0467 | 263257386.695 | 204610.9142 | 305412630.864 | 237375.1352 | 354318169.4438 | 275385.8736 | 411054925.9393 | 319483.2438 | 476876897.8269 | 370641.8993 | 553238902.3732 | 429992.5578 | 641828706.3127 | 498847 | 744604339.8325
| 66511.6094 | 99447563.7846 | 77162.0735 | 115372042.5049 | 89517.9884 | 133846495.9872 | 103852.4507 | 155279255.9285 | 120482.2752 | 180144020.9092 | 139775.0317 | 208990377.9459 | 162157.1194 | 242455875.4254 | 188123.2384 | 281280184.4374 | 218247.2974 | 326321408.1756 | 253195.1042 | 378575056.5325 | 293739.0848 | 439196053.8454 | 340775.3434 | 509524247.1964 | 395343.4897 | 591114051.7312 | 458649.5986 | 685768779.9583 | 500000 | 792505911.9446
| 70848 | 107649079.3553 | 82192.8477 | 124886861.8431 | 95354.3374 | 144884917.4342 | 110623.3708 | 168085253.2485 | 128337.4183 | 195000634.1457 | 148888.0143 | 226225971.998 | 172729.3582 | 262451394.2882 | 200388.4032 | 304477573.3387 | 232476.4755 | 353233380.7606 | 269702.7919 | 409796426.8978 | 312890.1387 | 475416883.5685 | 362993.0437 | 551545096.054 | 421118.8967 | 639863673.2892 | 488552.4056 | 742324648.3246 | 500000 | 850386978.2468
| 75368.8906 | 114343155.6696 | 87437.6659 | 132652856.5811 | 101439.005 | 153894476.0844 | 117682.3726 | 178537507.1766 | 136526.7734 | 207126600.6113 | 158388.7261 | 240293662.4037 | 183751.4129 | 278771735.0907 | 213175.4127 | 323411280.1955 | 247311.0611 | 375198930.5054 | 286912.8307 | 435279306.746 | 332856.0106 | 504980321.7212 | 386156.0384 | 585842509.3331 | 447990.9675 | 679653110.2764 | 500000 | 786733397.4702 | 500000 | 894795727.3923
| 80078.125 | 122414461.4198 | 92900.9871 | 142016615.6783 | 107777.1645 | 164757648.1078 | 125035.4578 | 191140192.487 | 145057.3033 | 221747345.6199 | 168285.2447 | 257255618.7861 | 195232.6549 | 298449798.8563 | 226495.1389 | 346240380.1117 | 262763.6668 | 401683640.2155 | 304839.8527 | 466004996.8924 | 353653.676 | 540626098.2485 | 410284.0211 | 627196222.0812 | 475982.5492 | 727628767.6297 | 500000 | 837129843.1298 | 500000 | 945192173.0519
| 84979.5469 | 129962132.1792 | 98587.2707 | 150772890.4277 | 114373.9891 | 174916059.6924 | 132688.6281 | 202925264.4878 | 153935.9707 | 235419553.4382 | 178585.648 | 273117149.2709 | 207182.4552 | 316851226.219 | 240358.4533 | 367588416.6293 | 278846.9053 | 426450124.7518 | 323498.4904 | 494737323.5143 | 375300.1102 | 573959315.1427 | 435396.6855 | 665867066.4478 | 500000 | 772037516.7752 | 500000 | 881538592.2754 | 500000 | 989600922.1975
| 90077 | 140030068.6385 | 104500.976 | 162452999.5115 | 121234.6523 | 188466497.3866 | 140647.8852 | 218645525.7254 | 163169.7384 | 253657089.754 | 189298.0135 | 294275051.6437 | 219610.1851 | 341397130.1615 | 254776.2279 | 396064840.952 | 295573.3893 | 459486461.4683 | 342903.3761 | 533063748.7097 | 397812.2886 | 618422927.8752 | 461513.7251 | 717450610.0766 | 500000 | 827922684.2394 | 500000 | 937423759.7395 | 500000 | 1045486089.6617
| 95374.3281 | 150214195.4599 | 110646.5621 | 174267904.4504 | 128364.3273 | 202173315.7123 | 148919.2308 | 234547208.7323 | 172765.5692 | 272105098.7875 | 200430.419 | 315677129.6077 | 232525.2157 | 366226309.3787 | 269759.3343 | 424869901.2434 | 312955.7314 | 492904058.4302 | 363069.142 | 571832485.1213 | 421207.1865 | 663399678.8542 | 488654.8337 | 769629460.4631 | 500000 | 881312978.156 | 500000 | 990814053.6561 | 500000 | 1098876383.5783
| 100875.375 | 159475699.4722 | 117028.4883 | 185012447.5433 | 135768.1874 | 214638375.8148 | 157508.6666 | 249008291.5087 | 182730.4257 | 288881825.2245 | 211990.9422 | 335140303.4676 | 245936.9181 | 388806108.9998 | 285318.6444 | 451065390.1786 | 331006.5442 | 523294214.972 | 384010.4206 | 607088998.9222 | 445501.7795 | 704301797.1172 | 500000 | 815535133.7372 | 500000 | 927218651.4301 | 500000 | 1036719726.9302 | 500000 | 1144782056.8524
| 106583.9844 | 168516760.6212 | 123651.2138 | 195501248.3894 | 143451.4059 | 226806741.8234 | 166422.1943 | 263125170.7423 | 193071.2707 | 305259231.0319 | 223987.6607 | 354140213.7183 | 259854.6636 | 410848462.9019 | 301465.0298 | 476637372.5451 | 349738.4405 | 552961023.2201 | 405741.844 | 641506335.1075 | 470713.0427 | 744230360.755 | 500000 | 857947984.0447 | 500000 | 969631501.7376 | 500000 | 1079132577.2378 | 500000 | 1187194907.1599
| 112504 | 177723171.3389 | 130519.198 | 206181876.1314 | 151419.1561 | 239197651.8496 | 175665.8157 | 277500229.8348 | 203795.067 | 321936158.8692 | 236428.6523 | 373487608.2868 | 274287.8234 | 433293943.5667 | 318209.3625 | 502677034.1128 | 369164.0329 | 583170399.8535 | 428278.0446 | 676553120.8232 | 496857.9517 | 784889167.3001 | 500000 | 898863910.2238 | 500000 | 1010547427.9167 | 500000 | 1120048503.4169 | 500000 | 1228110833.339
| 118639.2656 | 187668434.1798 | 137636.9 | 217719667.9439 | 159676.6113 | 252582983.0962 | 185245.5323 | 293028946.2275 | 214908.7774 | 339951478.3902 | 249321.9946 | 394387710.419 | 289245.7684 | 457540765.8785 | 335562.514 | 530806485.0486 | 389295.934 | 615804202.5472 | 451633.6548 | 714412554.4679 | 500000 | 826803042.8981 | 500000 | 940777785.8219 | 500000 | 1052461303.5148 | 500000 | 1161962379.015 | 500000 | 1270024708.9371
| 124993.625 | 197148470.1538 | 145008.7792 | 228717736.3904 | 168228.9449 | 265342165.4097 | 195167.346 | 307831248.83 | 226419.3645 | 357124063.9592 | 262675.7654 | 414310132.1028 | 304737.8701 | 480653352.3882 | 353535.3563 | 557620075.7065 | 410146.7564 | 646911437.0623 | 475823.3068 | 750500971.5011 | 500000 | 864725120.8202 | 500000 | 978699863.744 | 500000 | 1090383381.4369 | 500000 | 1199884456.9371 | 500000 | 1307946786.8592
| 131570.9219 | 206864753.407 | 152639.2947 | 239989882.2512 | 177081.3301 | 278419312.9834 | 205437.2583 | 323002432.2811 | 238333.7912 | 374724599.0242 | 276498.0422 | 434729030.5859 | 320773.4994 | 504341916.2139 | 372138.761 | 585101874.571 | 431729.113 | 678793879.555 | 500000 | 787425100.0042 | 500000 | 901649249.3233 | 500000 | 1015623992.2471 | 500000 | 1127307509.94 | 500000 | 1236808585.4401 | 500000 | 1344870915.3623
| 138375 | 214183589.7022 | 160532.9057 | 248480679.4111 | 186238.9402 | 288269736.217 | 216061.2711 | 334430197.9391 | 250659.0201 | 387982285.2704 | 290796.9029 | 450109662.401 | 337362.0276 | 522185438.9061 | 391383.6 | 605802669.4891 | 454055.6162 | 702809480.0906 | 500000 | 813870759.6078 | 500000 | 928094908.9268 | 500000 | 1042069651.8506 | 500000 | 1153753169.5435 | 500000 | 1263254245.0437 | 500000 | 1371316574.9658
| 145409.7031 | 225937623.5311 | 168694.0716 | 262116879.6245 | 195706.9485 | 304089492.698 | 227045.386 | 352783162.6337 | 263402.0141 | 409274098.1137 | 305580.4251 | 474810920.8209 | 354512.8259 | 550842094.2658 | 411280.7449 | 639048097.3048 | 477138.8788 | 741378477.9101 | 500000 | 854287711.0774 | 500000 | 968511860.3964 | 500000 | 1082486603.3202 | 500000 | 1194170121.0131 | 500000 | 1303671196.5133 | 500000 | 1411733526.4354
| 152678.875 | 238126887.0991 | 177127.2516 | 276258002.6541 | 205490.5284 | 320495024.972 | 238395.6047 | 371815703.0512 | 276569.7359 | 431354306.693 | 320856.6864 | 500426820.3263 | 372235.2654 | 580559851.6115 | 431841.0676 | 673524540.7096 | 500000 | 781296454.6702 | 500000 | 894205687.8374 | 500000 | 1008429837.1565 | 500000 | 1122404580.0803 | 500000 | 1234088097.7732 | 500000 | 1343589173.2734 | 500000 | 1451651503.1955
| 160186.3594 | 246279639.1969 | 185836.905 | 285716250.0537 | 215594.8531 | 331467815.651 | 250117.929 | 384545560.1873 | 290169.1482 | 446122587.4681 | 336633.7647 | 517559937.2914 | 390538.7172 | 600436483.7961 | 453075.4399 | 696584005.6826 | 500000 | 806744164.8547 | 500000 | 919653398.022 | 500000 | 1033877547.3411 | 500000 | 1147852290.2648 | 500000 | 1259535807.9577 | 500000 | 1369036883.4579 | 500000 | 1477099213.38
| 167936 | 258346236.8182 | 194827.4909 | 299715064.7121 | 226025.096 | 347708251.8028 | 262218.3604 | 403386567.7387 | 304207.2138 | 467980593.1495 | 352919.7375 | 542918052.6784 | 409432.5527 | 629855178.215 | 474994.7335 | 730713497.3996 | 500000 | 842670343.9388 | 500000 | 955579577.1061 | 500000 | 1069803726.4251 | 500000 | 1183778469.3489 | 500000 | 1295461987.0418 | 500000 | 1404963062.542 | 500000 | 1513025392.4641
| 175931.6406 | 268704918.6524 | 204103.4687 | 311732476.0532 | 236786.4303 | 361650003.7552 | 274702.9008 | 419560804.1543 | 318690.8954 | 486744799.3896 | 369722.6827 | 564686960.3234 | 428926.1428 | 655109927.3188 | 497609.8201 | 760012273.8197 | 500000 | 872109851.7993 | 500000 | 985019084.9666 | 500000 | 1099243234.2857 | 500000 | 1213217977.2095 | 500000 | 1324901494.9024 | 500000 | 1434402570.4025 | 500000 | 1542464900.3247
| 184177.125 | 280835682.6749 | 213669.2975 | 325805732.0403 | 247884.0294 | 377976801.4793 | 287577.5518 | 438502002.3052 | 333627.1558 | 508719039.1252 | 387050.6777 | 590179922.256 | 449028.8588 | 684685061.1756 | 500000 | 792944604.6468 | 500000 | 905042182.6264 | 500000 | 1017951415.7937 | 500000 | 1132175565.1128 | 500000 | 1246150308.0365 | 500000 | 1357833825.7294 | 500000 | 1467334901.2296 | 500000 | 1575397231.1517
| 192676.2969 | 292180273.3877 | 223529.4367 | 338966925.2571 | 259323.0665 | 393245488.3886 | 300848.3152 | 456215654.9846 | 349022.9577 | 529269167.3415 | 404911.8005 | 614020730.5219 | 469750.0718 | 712343483.0407 | 500000 | 822384112.5073 | 500000 | 934481690.487 | 500000 | 1047390923.6542 | 500000 | 1161615072.9733 | 500000 | 1275589815.8971 | 500000 | 1387273333.59 | 500000 | 1496774409.0902 | 500000 | 1604836739.0123
| 201433 | 302432290.5989 | 233688.3454 | 350860591.8332 | 271108.715 | 407043680.4036 | 314521.1926 | 472223343.2953 | 364885.264 | 547840156.2383 | 423314.1286 | 635565481.0431 | 491099.1531 | 737338180.8817 | 500000 | 847831822.6919 | 500000 | 959929400.6715 | 500000 | 1072838633.8388 | 500000 | 1187062783.1579 | 500000 | 1301037526.0817 | 500000 | 1412721043.7746 | 500000 | 1522222119.2747 | 500000 | 1630284449.1969
| 210451.0781 | 311673149.9692 | 244150.483 | 361581184.4699 | 283246.1481 | 419480954.8782 | 328602.1857 | 486652191.1479 | 381221.0373 | 564579485.9943 | 442265.7397 | 654985269.9133 | 500000 | 759293068.0998 | 500000 | 869786709.9099 | 500000 | 981884287.8896 | 500000 | 1094793521.0568 | 500000 | 1209017670.3759 | 500000 | 1322992413.2997 | 500000 | 1434675930.9926 | 500000 | 1544177006.4928 | 500000 | 1652239336.4149
| 219734.375 | 323295190.9381 | 254920.3086 | 375064255.8859 | 295740.5393 | 435123062.1427 | 343097.2962 | 504799059.7623 | 398037.2403 | 585632200.7279 | 461774.7115 | 679409143.5825 | 500000 | 785738727.7033 | 500000 | 896232369.5135 | 500000 | 1008329947.4931 | 500000 | 1121239180.6604 | 500000 | 1235463329.9795 | 500000 | 1349438072.9033 | 500000 | 1461121590.5962 | 500000 | 1570622666.0963 | 500000 | 1678684996.0185
| 229286.7344 | 336108918.486 | 266002.2816 | 389929837.9378 | 308597.0617 | 452369060.6121 | 358012.5259 | 524806649.7281 | 415340.8359 | 608843592.8974 | 481849.1218 | 706337362.4469 | 500000 | 813681311.4354 | 500000 | 924174953.2455 | 500000 | 1036272531.2252 | 500000 | 1149181764.3925 | 500000 | 1263405913.7115 | 500000 | 1377380656.6353 | 500000 | 1489064174.3282 | 500000 | 1598565249.8284 | 500000 | 1706627579.7505
| 239112 | 345176542.3821 | 277400.8611 | 400449455.0078 | 321820.8886 | 464573177.4274 | 373353.8765 | 538965004.5238 | 433138.7868 | 625269115.7214 | 500000 | 725298401.408 | 500000 | 832642350.3964 | 500000 | 943135992.2066 | 500000 | 1055233570.1862 | 500000 | 1168142803.3535 | 500000 | 1282366952.6726 | 500000 | 1396341695.5964 | 500000 | 1508025213.2893 | 500000 | 1617526288.7894 | 500000 | 1725588618.7115
| 249214.0156 | 352886334.8272 | 289120.5064 | 409393811.8913 | 335417.1935 | 474949788.6212 | 389127.3495 | 551003216.3077 | 451438.0557 | 639234998.4296 | 500000 | 740766617.4025 | 500000 | 848110566.391 | 500000 | 958604208.2011 | 500000 | 1070701786.1807 | 500000 | 1183611019.348 | 500000 | 1297835168.6671 | 500000 | 1411809911.5909 | 500000 | 1523493429.2838 | 500000 | 1632994504.784 | 500000 | 1741056834.7061
| 259596.625 | 363767035.4731 | 301165.6768 | 422016832.6032 | 349391.1495 | 489594125.7967 | 405338.9469 | 567992542.5012 | 470245.6054 | 658944814.2368 | 500000 | 761723555.2015 | 500000 | 869067504.19 | 500000 | 979561146.0001 | 500000 | 1091658723.9798 | 500000 | 1204567957.1471 | 500000 | 1318792106.4661 | 500000 | 1432766849.3899 | 500000 | 1544450367.0828 | 500000 | 1653951442.583 | 500000 | 1762013772.5051
| 270263.6719 | 372397738.6515 | 313540.8315 | 432029565.1032 | 363747.93 | 501210190.9306 | 421994.6701 | 581468681.2489 | 489568.3987 | 674578878.2064 | 500000 | 777690745.9056 | 500000 | 885034694.8941 | 500000 | 995528336.7042 | 500000 | 1107625914.6838 | 500000 | 1220535147.8511 | 500000 | 1334759297.1702 | 500000 | 1448734040.094 | 500000 | 1560417557.7869 | 500000 | 1669918633.287 | 500000 | 1777980963.2092
| 281219 | 380536366.4437 | 326250.4297 | 441471426.4806 | 378492.7083 | 512163971.7039 | 439100.521 | 594176484.4344 | 500000 | 689049144.7819 | 500000 | 792161012.4811 | 500000 | 899504961.4696 | 500000 | 1009998603.2797 | 500000 | 1122096181.2594 | 500000 | 1235005414.4266 | 500000 | 1349229563.7457 | 500000 | 1463204306.6695 | 500000 | 1574887824.3624 | 500000 | 1684388899.8626 | 500000 | 1792451229.7847
| 292466.4531 | 391627302.0687 | 339298.9308 | 454338346.9726 | 393630.6578 | 527091264.1798 | 456662.5013 | 611494075.3925 | 500000 | 708010183.743 | 500000 | 811122051.4421 | 500000 | 918466000.4306 | 500000 | 1028959642.2407 | 500000 | 1141057220.2204 | 500000 | 1253966453.3877 | 500000 | 1368190602.7067 | 500000 | 1482165345.6305 | 500000 | 1593848863.3234 | 500000 | 1703349938.8236 | 500000 | 1811412268.7457
| 304009.875 | 403762761.1938 | 352690.7939 | 468417049.8861 | 409166.9516 | 543424381.0433 | 474686.6126 | 630442604.5628 | 500000 | 727969172.123 | 500000 | 831081039.8222 | 500000 | 938424988.8107 | 500000 | 1048918630.6208 | 500000 | 1161016208.6004 | 500000 | 1273925441.7677 | 500000 | 1388149591.0868 | 500000 | 1502124334.0106 | 500000 | 1613807851.7035 | 500000 | 1723308927.2036 | 500000 | 1831371257.1258
| 315853.1094 | 415110156.5655 | 366430.4783 | 481581496.8702 | 425106.7631 | 558696842.7435 | 493178.8567 | 648160636.4882 | 500000 | 745932261.6651 | 500000 | 849044129.3642 | 500000 | 956388078.3527 | 500000 | 1066881720.1628 | 500000 | 1178979298.1425 | 500000 | 1291888531.3097 | 500000 | 1406112680.6288 | 500000 | 1520087423.5526 | 500000 | 1631770941.2455 | 500000 | 1741272016.7457 | 500000 | 1849334346.6678
| 328000 | 423947996.6202 | 380522.4432 | 491834534.9502 | 441455.2656 | 570591693.4407 | 500000 | 661632953.6448 | 500000 | 759404578.8216 | 500000 | 862516446.5207 | 500000 | 969860395.5092 | 500000 | 1080354037.3194 | 500000 | 1192451615.299 | 500000 | 1305360848.4663 | 500000 | 1419584997.7854 | 500000 | 1533559740.7091 | 500000 | 1645243258.402 | 500000 | 1754744333.9022 | 500000 | 1862806663.8243
| 340454.3906 | 434820196.9824 | 394971.1479 | 504447694.2331 | 458217.6324 | 585224590.0827 | 500000 | 677600144.3488 | 500000 | 775371769.5256 | 500000 | 878483637.2248 | 500000 | 985827586.2133 | 500000 | 1096321228.0234 | 500000 | 1208418806.003 | 500000 | 1321328039.1703 | 500000 | 1435552188.4894 | 500000 | 1549526931.4132 | 500000 | 1661210449.1061 | 500000 | 1770711524.6062 | 500000 | 1878773854.5284
| 353220.125 | 443632592.4455 | 409781.0517 | 514671213.2943 | 475399.0369 | 597085194.899 | 500000 | 690074512.0863 | 500000 | 787846137.2631 | 500000 | 890958004.9623 | 500000 | 998301953.9508 | 500000 | 1108795595.7609 | 500000 | 1220893173.7406 | 500000 | 1333802406.9078 | 500000 | 1448026556.2269 | 500000 | 1562001299.1507 | 500000 | 1673684816.8436 | 500000 | 1783185892.3438 | 500000 | 1891248222.2659
| 366301.0469 | 450578040.8668 | 424956.6137 | 522728832.204 | 493004.6522 | 606433075.3182 | 500000 | 699555031.5668 | 500000 | 797326656.7437 | 500000 | 900438524.4428 | 500000 | 1007782473.4313 | 500000 | 1118276115.2414 | 500000 | 1230373693.2211 | 500000 | 1343282926.3884 | 500000 | 1457507075.7074 | 500000 | 1571481818.6312 | 500000 | 1683165336.3241 | 500000 | 1792666411.8243 | 500000 | 1900728741.7464
| 379701 | 455504031.9673 | 440502.2933 | 528443619.3038 | 500000 | 612919746.5417 | 500000 | 706041702.7904 | 500000 | 803813327.9672 | 500000 | 906925195.6663 | 500000 | 1014269144.6548 | 500000 | 1124762786.4649 | 500000 | 1236860364.4446 | 500000 | 1349769597.6119 | 500000 | 1463993746.9309 | 500000 | 1577968489.8547 | 500000 | 1689652007.5476 | 500000 | 1799153083.0478 | 500000 | 1907215412.9699
| 393423.8281 | 461393288.1778 | 456422.5497 | 535275918.5777 | 500000 | 620404367.1843 | 500000 | 713526323.4329 | 500000 | 811297948.6097 | 500000 | 914409816.3088 | 500000 | 1021753765.2973 | 500000 | 1132247407.1075 | 500000 | 1244344985.0871 | 500000 | 1357254218.2544 | 500000 | 1471478367.5735 | 500000 | 1585453110.4972 | 500000 | 1697136628.1901 | 500000 | 1806637703.6903 | 500000 | 1914700033.6124
| 407473.375 | 466272941.9918 | 472721.8421 | 540936948.4292 | 500000 | 626392063.6983 | 500000 | 719514019.9469 | 500000 | 817285645.1237 | 500000 | 920397512.8229 | 500000 | 1027741461.8113 | 500000 | 1138235103.6215 | 500000 | 1250332681.6011 | 500000 | 1363241914.7684 | 500000 | 1477466064.0875 | 500000 | 1591440807.0113 | 500000 | 1703124324.7042 | 500000 | 1812625400.2043 | 500000 | 1920687730.1264
| 421853.4844 | 474271722.3449 | 489404.6297 | 550216568.681 | 500000 | 635872583.1788 | 500000 | 728994539.4274 | 500000 | 826766164.6042 | 500000 | 929878032.3034 | 500000 | 1037221981.2919 | 500000 | 1147715623.102 | 500000 | 1259813201.0816 | 500000 | 1372722434.2489 | 500000 | 1486946583.568 | 500000 | 1600921326.4918 | 500000 | 1712604844.1847 | 500000 | 1822105919.6848 | 500000 | 1930168249.607
| 436568 | 479064122.9464 | 500000 | 555705290.4855 | 500000 | 641361304.9833 | 500000 | 734483261.2319 | 500000 | 832254886.4087 | 500000 | 935366754.1079 | 500000 | 1042710703.0964 | 500000 | 1153204344.9065 | 500000 | 1265301922.8861 | 500000 | 1378211156.0534 | 500000 | 1492435305.3725 | 500000 | 1606410048.2963 | 500000 | 1718093565.9892 | 500000 | 1827594641.4894 | 500000 | 1935656971.4115
| 451620.7656 | 484472459.1144 | 500000 | 561692986.9995 | 500000 | 647349001.4973 | 500000 | 740470957.7459 | 500000 | 838242582.9228 | 500000 | 941354450.6219 | 500000 | 1048698399.6104 | 500000 | 1159192041.4205 | 500000 | 1271289619.4002 | 500000 | 1384198852.5674 | 500000 | 1498423001.8865 | 500000 | 1612397744.8103 | 500000 | 1724081262.5032 | 500000 | 1833582338.0034 | 500000 | 1941644667.9255
| 467015.625 | 490531212.7456 | 500000 | 568179658.223 | 500000 | 653835672.7208 | 500000 | 746957628.9694 | 500000 | 844729254.1463 | 500000 | 947841121.8454 | 500000 | 1055185070.8339 | 500000 | 1165678712.644 | 500000 | 1277776290.6237 | 500000 | 1390685523.791 | 500000 | 1504909673.11 | 500000 | 1618884416.0338 | 500000 | 1730567933.7267 | 500000 | 1840069009.2269 | 500000 | 1948131339.149
| 482756.4219 | 495830644.1437 | 500000 | 573668380.0275 | 500000 | 659324394.5253 | 500000 | 752446350.7739 | 500000 | 850217975.9508 | 500000 | 953329843.6499 | 500000 | 1060673792.6384 | 500000 | 1171167434.4485 | 500000 | 1283265012.4282 | 500000 | 1396174245.5955 | 500000 | 1510398394.9145 | 500000 | 1624373137.8383 | 500000 | 1736056655.5312 | 500000 | 1845557731.0314 | 500000 | 1953620060.9535
| 498847 | 500311060.8081 | 500000 | 578159152.413 | 500000 | 663815166.9108 | 500000 | 756937123.1595 | 500000 | 854708748.3363 | 500000 | 957820616.0354 | 500000 | 1065164565.0239 | 500000 | 1175658206.834 | 500000 | 1287755784.8137 | 500000 | 1400665017.981 | 500000 | 1514889167.3001 | 500000 | 1628863910.2238 | 500000 | 1740547427.9167 | 500000 | 1850048503.4169 | 500000 | 1958110833.339
| 500000 | 504302858.4841 | 500000 | 582150950.089 | 500000 | 667806964.5869 | 500000 | 760928920.8355 | 500000 | 858700546.0123 | 500000 | 961812413.7114 | 500000 | 1069156362.6999 | 500000 | 1179650004.5101 | 500000 | 1291747582.4897 | 500000 | 1404656815.657 | 500000 | 1518880964.9761 | 500000 | 1632855707.8998 | 500000 | 1744539225.5927 | 500000 | 1854040301.0929 | 500000 | 1962102631.015
| 500000 | 508793630.8696 | 500000 | 586641722.4746 | 500000 | 672297736.9724 | 500000 | 765419693.221 | 500000 | 863191318.3978 | 500000 | 966303186.0969 | 500000 | 1073647135.0854 | 500000 | 1184140776.8956 | 500000 | 1296238354.8752 | 500000 | 1409147588.0425 | 500000 | 1523371737.3616 | 500000 | 1637346480.2853 | 500000 | 1749029997.9782 | 500000 | 1858531073.4784 | 500000 | 1966593403.4005
| 500000 | 515280302.0931 | 500000 | 593128393.6981 | 500000 | 678784408.1959 | 500000 | 771906364.4445 | 500000 | 869677989.6213 | 500000 | 972789857.3205 | 500000 | 1080133806.309 | 500000 | 1190627448.1191 | 500000 | 1302725026.0987 | 500000 | 1415634259.266 | 500000 | 1529858408.5851 | 500000 | 1643833151.5089 | 500000 | 1755516669.2018 | 500000 | 1865017744.7019 | 500000 | 1973080074.6241
| 500000 | 517276200.9311 | 500000 | 595124292.5361 | 500000 | 680780307.0339 | 500000 | 773902263.2825 | 500000 | 871673888.4593 | 500000 | 974785756.1585 | 500000 | 1082129705.147 | 500000 | 1192623346.9571 | 500000 | 1304720924.9367 | 500000 | 1417630158.104 | 500000 | 1531854307.4231 | 500000 | 1645829050.3469 | 500000 | 1757512568.0398 | 500000 | 1867013643.5399 | 500000 | 1975075973.4621
| 500000 | 519771074.4786 | 500000 | 597619166.0836 | 500000 | 683275180.5814 | 500000 | 776397136.83 | 500000 | 874168762.0068 | 500000 | 977280629.706 | 500000 | 1084624578.6945 | 500000 | 1195118220.5046 | 500000 | 1307215798.4842 | 500000 | 1420125031.6515 | 500000 | 1534349180.9706 | 500000 | 1648323923.8944 | 500000 | 1760007441.5873 | 500000 | 1869508517.0874 | 500000 | 1977570847.0096
| 500000 | 523263897.4451 | 500000 | 601111989.0501 | 500000 | 686768003.5479 | 500000 | 779889959.7965 | 500000 | 877661584.9733 | 500000 | 980773452.6725 | 500000 | 1088117401.661 | 500000 | 1198611043.4711 | 500000 | 1310708621.4507 | 500000 | 1423617854.618 | 500000 | 1537842003.9371 | 500000 | 1651816746.8609 | 500000 | 1763500264.5538 | 500000 | 1873001340.054 | 500000 | 1981063669.9761
| 500000 | 525259796.2831 | 500000 | 603107887.8881 | 500000 | 688763902.3859 | 500000 | 781885858.6345 | 500000 | 879657483.8113 | 500000 | 982769351.5105 | 500000 | 1090113300.499 | 500000 | 1200606942.3091 | 500000 | 1312704520.2887 | 500000 | 1425613753.456 | 500000 | 1539837902.7751 | 500000 | 1653812645.6989 | 500000 | 1765496163.3918 | 500000 | 1874997238.892 | 500000 | 1983059568.8141
| 500000 | 526756720.4116 | 500000 | 604604812.0166 | 500000 | 690260826.5144 | 500000 | 783382782.763 | 500000 | 881154407.9398 | 500000 | 984266275.639 | 500000 | 1091610224.6275 | 500000 | 1202103866.4376 | 500000 | 1314201444.4172 | 500000 | 1427110677.5845 | 500000 | 1541334826.9036 | 500000 | 1655309569.8274 | 500000 | 1766993087.5203 | 500000 | 1876494163.0205 | 500000 | 1984556492.9426
| 500000 | 0 | 500000 | 0 | 500000 | 0 | 500000 | 0 | 500000 | 0 | 500000 | 0 | 500000 | 0 | 500000 | 0 | 500000 | 0 | 500000 | 0 | 500000 | 0 | 500000 | 0 | 500000 | 0 | 500000 | 0 | 500000 | 0
| 500000 | 0 | 500000 | 0 | 500000 | 0 | 500000 | 0 | 500000 | 0 | 500000 | 0 | 500000 | 0 | 500000 | 0 | 500000 | 0 | 500000 | 0 | 500000 | 0 | 500000 | 0 | 500000 | 0 | 500000 | 0 | 500000 | 0
| 500000 | 0 | 500000 | 0 | 500000 | 0 | 500000 | 0 | 500000 | 0 | 500000 | 0 | 500000 | 0 | 500000 | 0 | 500000 | 0 | 500000 | 0 | 500000 | 0 | 500000 | 0 | 500000 | 0 | 500000 | 0 | 500000 | 0
| 500000 | 0 | 500000 | 0 | 500000 | 0 | 500000 | 0 | 500000 | 0 | 500000 | 0 | 500000 | 0 | 500000 | 0 | 500000 | 0 | 500000 | 0 | 500000 | 0 | 500000 | 0 | 500000 | 0 | 500000 | 0 | 500000 | 0
| 500000 | 0 | 500000 | 0 | 500000 | 0 | 500000 | 0 | 500000 | 0 | 500000 | 0 | 500000 | 0 | 500000 | 0 | 500000 | 0 | 500000 | 0 | 500000 | 0 | 500000 | 0 | 500000 | 0 | 500000 | 0 | 500000 | 0
| 500000 | 0 | 500000 | 0 | 500000 | 0 | 500000 | 0 | 500000 | 0 | 500000 | 0 | 500000 | 0 | 500000 | 0 | 500000 | 0 | 500000 | 0 | 500000 | 0 | 500000 | 0 | 500000 | 0 | 500000 | 0 | 500000 | 0
| 500000 | 0 | 500000 | 0 | 500000 | 0 | 500000 | 0 | 500000 | 0 | 500000 | 0 | 500000 | 0 | 500000 | 0 | 500000 | 0 | 500000 | 0 | 500000 | 0 | 500000 | 0 | 500000 | 0 | 500000 | 0 | 500000 | 0
| 500000 | 0 | 500000 | 0 | 500000 | 0 | 500000 | 0 | 500000 | 0 | 500000 | 0 | 500000 | 0 | 500000 | 0 | 500000 | 0 | 500000 | 0 | 500000 | 0 | 500000 | 0 | 500000 | 0 | 500000 | 0 | 500000 | 0
| 500000 | 0 | 500000 | 0 | 500000 | 0 | 500000 | 0 | 500000 | 0 | 500000 | 0 | 500000 | 0 | 500000 | 0 | 500000 | 0 | 500000 | 0 | 500000 | 0 | 500000 | 0 | 500000 | 0 | 500000 | 0 | 500000 | 0
| 500000 | 0 | 500000 | 0 | 500000 | 0 | 500000 | 0 | 500000 | 0 | 500000 | 0 | 500000 | 0 | 500000 | 0 | 500000 | 0 | 500000 | 0 | 500000 | 0 | 500000 | 0 | 500000 | 0 | 500000 | 0 | 500000 | 0
| 500000 | 0 | 500000 | 0 | 500000 | 0 | 500000 | 0 | 500000 | 0 | 500000 | 0 | 500000 | 0 | 500000 | 0 | 500000 | 0 | 500000 | 0 | 500000 | 0 | 500000 | 0 | 500000 | 0 | 500000 | 0 | 500000 | 0
| 500000 | 0 | 500000 | 0 | 500000 | 0 | 500000 | 0 | 500000 | 0 | 500000 | 0 | 500000 | 0 | 500000 | 0 | 500000 | 0 | 500000 | 0 | 500000 | 0 | 500000 | 0 | 500000 | 0 | 500000 | 0 | 500000 | 0
| 500000 | 0 | 500000 | 0 | 500000 | 0 | 500000 | 0 | 500000 | 0 | 500000 | 0 | 500000 | 0 | 500000 | 0 | 500000 | 0 | 500000 | 0 | 500000 | 0 | 500000 | 0 | 500000 | 0 | 500000 | 0 | 500000 | 0
| 500000 | 0 | 500000 | 0 | 500000 | 0 | 500000 | 0 | 500000 | 0 | 500000 | 0 | 500000 | 0 | 500000 | 0 | 500000 | 0 | 500000 | 0 | 500000 | 0 | 500000 | 0 | 500000 | 0 | 500000 | 0 | 500000 | 0
| 500000 | 0 | 500000 | 0 | 500000 | 0 | 500000 | 0 | 500000 | 0 | 500000 | 0 | 500000 | 0 | 500000 | 0 | 500000 | 0 | 500000 | 0 | 500000 | 0 | 500000 | 0 | 500000 | 0 | 500000 | 0 | 500000 | 0
| 500000 | 0 | 500000 | 0 | 500000 | 0 | 500000 | 0 | 500000 | 0 | 500000 | 0 | 500000 | 0 | 500000 | 0 | 500000 | 0 | 500000 | 0 | 500000 | 0 | 500000 | 0 | 500000 | 0 | 500000 | 0 | 500000 | 0
| 500000 | 0 | 500000 | 0 | 500000 | 0 | 500000 | 0 | 500000 | 0 | 500000 | 0 | 500000 | 0 | 500000 | 0 | 500000 | 0 | 500000 | 0 | 500000 | 0 | 500000 | 0 | 500000 | 0 | 500000 | 0 | 500000 | 0
| 500000 | 0 | 500000 | 0 | 500000 | 0 | 500000 | 0 | 500000 | 0 | 500000 | 0 | 500000 | 0 | 500000 | 0 | 500000 | 0 | 500000 | 0 | 500000 | 0 | 500000 | 0 | 500000 | 0 | 500000 | 0 | 500000 | 0
| 500000 | 0 | 500000 | 0 | 500000 | 0 | 500000 | 0 | 500000 | 0 | 500000 | 0 | 500000 | 0 | 500000 | 0 | 500000 | 0 | 500000 | 0 | 500000 | 0 | 500000 | 0 | 500000 | 0 | 500000 | 0 | 500000 | 0
| 500000 | 0 | 500000 | 0 | 500000 | 0 | 500000 | 0 | 500000 | 0 | 500000 | 0 | 500000 | 0 | 500000 | 0 | 500000 | 0 | 500000 | 0 | 500000 | 0 | 500000 | 0 | 500000 | 0 | 500000 | 0 | 500000 | 0
| 500000 | 0 | 500000 | 0 | 500000 | 0 | 500000 | 0 | 500000 | 0 | 500000 | 0 | 500000 | 0 | 500000 | 0 | 500000 | 0 | 500000 | 0 | 500000 | 0 | 500000 | 0 | 500000 | 0 | 500000 | 0 | 500000 | 0
| 500000 | 0 | 500000 | 0 | 500000 | 0 | 500000 | 0 | 500000 | 0 | 500000 | 0 | 500000 | 0 | 500000 | 0 | 500000 | 0 | 500000 | 0 | 500000 | 0 | 500000 | 0 | 500000 | 0 | 500000 | 0 | 500000 | 0
| 500000 | 0 | 500000 | 0 | 500000 | 0 | 500000 | 0 | 500000 | 0 | 500000 | 0 | 500000 | 0 | 500000 | 0 | 500000 | 0 | 500000 | 0 | 500000 | 0 | 500000 | 0 | 500000 | 0 | 500000 | 0 | 500000 | 0
| 500000 | 0 | 500000 | 0 | 500000 | 0 | 500000 | 0 | 500000 | 0 | 500000 | 0 | 500000 | 0 | 500000 | 0 | 500000 | 0 | 500000 | 0 | 500000 | 0 | 500000 | 0 | 500000 | 0 | 500000 | 0 | 500000 | 0
| 500000 | 0 | 500000 | 0 | 500000 | 0 | 500000 | 0 | 500000 | 0 | 500000 | 0 | 500000 | 0 | 500000 | 0 | 500000 | 0 | 500000 | 0 | 500000 | 0 | 500000 | 0 | 500000 | 0 | 500000 | 0 | 500000 | 0
| 500000 | 0 | 500000 | 0 | 500000 | 0 | 500000 | 0 | 500000 | 0 | 500000 | 0 | 500000 | 0 | 500000 | 0 | 500000 | 0 | 500000 | 0 | 500000 | 0 | 500000 | 0 | 500000 | 0 | 500000 | 0 | 500000 | 0
| 500000 | 0 | 500000 | 0 | 500000 | 0 | 500000 | 0 | 500000 | 0 | 500000 | 0 | 500000 | 0 | 500000 | 0 | 500000 | 0 | 500000 | 0 | 500000 | 0 | 500000 | 0 | 500000 | 0 | 500000 | 0 | 500000 | 0
| 500000 | 0 | 500000 | 0 | 500000 | 0 | 500000 | 0 | 500000 | 0 | 500000 | 0 | 500000 | 0 | 500000 | 0 | 500000 | 0 | 500000 | 0 | 500000 | 0 | 500000 | 0 | 500000 | 0 | 500000 | 0 | 500000 | 0
| 500000 | 0 | 500000 | 0 | 500000 | 0 | 500000 | 0 | 500000 | 0 | 500000 | 0 | 500000 | 0 | 500000 | 0 | 500000 | 0 | 500000 | 0 | 500000 | 0 | 500000 | 0 | 500000 | 0 | 500000 | 0 | 500000 | 0
| 500000 | 0 | 500000 | 0 | 500000 | 0 | 500000 | 0 | 500000 | 0 | 500000 | 0 | 500000 | 0 | 500000 | 0 | 500000 | 0 | 500000 | 0 | 500000 | 0 | 500000 | 0 | 500000 | 0 | 500000 | 0 | 500000 | 0
| 500000 | 0 | 500000 | 0 | 500000 | 0 | 500000 | 0 | 500000 | 0 | 500000 | 0 | 500000 | 0 | 500000 | 0 | 500000 | 0 | 500000 | 0 | 500000 | 0 | 500000 | 0 | 500000 | 0 | 500000 | 0 | 500000 | 0
| 500000 | 0 | 500000 | 0 | 500000 | 0 | 500000 | 0 | 500000 | 0 | 500000 | 0 | 500000 | 0 | 500000 | 0 | 500000 | 0 | 500000 | 0 | 500000 | 0 | 500000 | 0 | 500000 | 0 | 500000 | 0 | 500000 | 0
| 500000 | 0 | 500000 | 0 | 500000 | 0 | 500000 | 0 | 500000 | 0 | 500000 | 0 | 500000 | 0 | 500000 | 0 | 500000 | 0 | 500000 | 0 | 500000 | 0 | 500000 | 0 | 500000 | 0 | 500000 | 0 | 500000 | 0
| 500000 | 0 | 500000 | 0 | 500000 | 0 | 500000 | 0 | 500000 | 0 | 500000 | 0 | 500000 | 0 | 500000 | 0 | 500000 | 0 | 500000 | 0 | 500000 | 0 | 500000 | 0 | 500000 | 0 | 500000 | 0 | 500000 | 0
| 500000 | 0 | 500000 | 0 | 500000 | 0 | 500000 | 0 | 500000 | 0 | 500000 | 0 | 500000 | 0 | 500000 | 0 | 500000 | 0 | 500000 | 0 | 500000 | 0 | 500000 | 0 | 500000 | 0 | 500000 | 0 | 500000 | 0
| 500000 | 0 | 500000 | 0 | 500000 | 0 | 500000 | 0 | 500000 | 0 | 500000 | 0 | 500000 | 0 | 500000 | 0 | 500000 | 0 | 500000 | 0 | 500000 | 0 | 500000 | 0 | 500000 | 0 | 500000 | 0 | 500000 | 0
| 500000 | 0 | 500000 | 0 | 500000 | 0 | 500000 | 0 | 500000 | 0 | 500000 | 0 | 500000 | 0 | 500000 | 0 | 500000 | 0 | 500000 | 0 | 500000 | 0 | 500000 | 0 | 500000 | 0 | 500000 | 0 | 500000 | 0
| 500000 | 0 | 500000 | 0 | 500000 | 0 | 500000 | 0 | 500000 | 0 | 500000 | 0 | 500000 | 0 | 500000 | 0 | 500000 | 0 | 500000 | 0 | 500000 | 0 | 500000 | 0 | 500000 | 0 | 500000 | 0 | 500000 | 0
| 500000 | 0 | 500000 | 0 | 500000 | 0 | 500000 | 0 | 500000 | 0 | 500000 | 0 | 500000 | 0 | 500000 | 0 | 500000 | 0 | 500000 | 0 | 500000 | 0 | 500000 | 0 | 500000 | 0 | 500000 | 0 | 500000 | 0
| 500000 | 0 | 500000 | 0 | 500000 | 0 | 500000 | 0 | 500000 | 0 | 500000 | 0 | 500000 | 0 | 500000 | 0 | 500000 | 0 | 500000 | 0 | 500000 | 0 | 500000 | 0 | 500000 | 0 | 500000 | 0 | 500000 | 0
| 500000 | 0 | 500000 | 0 | 500000 | 0 | 500000 | 0 | 500000 | 0 | 500000 | 0 | 500000 | 0 | 500000 | 0 | 500000 | 0 | 500000 | 0 | 500000 | 0 | 500000 | 0 | 500000 | 0 | 500000 | 0 | 500000 | 0
| 500000 | 0 | 500000 | 0 | 500000 | 0 | 500000 | 0 | 500000 | 0 | 500000 | 0 | 500000 | 0 | 500000 | 0 | 500000 | 0 | 500000 | 0 | 500000 | 0 | 500000 | 0 | 500000 | 0 | 500000 | 0 | 500000 | 0
| 500000 | 0 | 500000 | 0 | 500000 | 0 | 500000 | 0 | 500000 | 0 | 500000 | 0 | 500000 | 0 | 500000 | 0 | 500000 | 0 | 500000 | 0 | 500000 | 0 | 500000 | 0 | 500000 | 0 | 500000 | 0 | 500000 | 0
| 500000 | 0 | 500000 | 0 | 500000 | 0 | 500000 | 0 | 500000 | 0 | 500000 | 0 | 500000 | 0 | 500000 | 0 | 500000 | 0 | 500000 | 0 | 500000 | 0 | 500000 | 0 | 500000 | 0 | 500000 | 0 | 500000 | 0
| 500000 | 0 | 500000 | 0 | 500000 | 0 | 500000 | 0 | 500000 | 0 | 500000 | 0 | 500000 | 0 | 500000 | 0 | 500000 | 0 | 500000 | 0 | 500000 | 0 | 500000 | 0 | 500000 | 0 | 500000 | 0 | 500000 | 0
| 500000 | 0 | 500000 | 0 | 500000 | 0 | 500000 | 0 | 500000 | 0 | 500000 | 0 | 500000 | 0 | 500000 | 0 | 500000 | 0 | 500000 | 0 | 500000 | 0 | 500000 | 0 | 500000 | 0 | 500000 | 0 | 500000 | 0
| 500000 | 0 | 500000 | 0 | 500000 | 0 | 500000 | 0 | 500000 | 0 | 500000 | 0 | 500000 | 0 | 500000 | 0 | 500000 | 0 | 500000 | 0 | 500000 | 0 | 500000 | 0 | 500000 | 0 | 500000 | 0 | 500000 | 0
| 500000 | 0 | 500000 | 0 | 500000 | 0 | 500000 | 0 | 500000 | 0 | 500000 | 0 | 500000 | 0 | 500000 | 0 | 500000 | 0 | 500000 | 0 | 500000 | 0 | 500000 | 0 | 500000 | 0 | 500000 | 0 | 500000 | 0
| 500000 | 0 | 500000 | 0 | 500000 | 0 | 500000 | 0 | 500000 | 0 | 500000 | 0 | 500000 | 0 | 500000 | 0 | 500000 | 0 | 500000 | 0 | 500000 | 0 | 500000 | 0 | 500000 | 0 | 500000 | 0 | 500000 | 0
| 500000 | 0 | 500000 | 0 | 500000 | 0 | 500000 | 0 | 500000 | 0 | 500000 | 0 | 500000 | 0 | 500000 | 0 | 500000 | 0 | 500000 | 0 | 500000 | 0 | 500000 | 0 | 500000 | 0 | 500000 | 0 | 500000 | 0
| 500000 | 0 | 500000 | 0 | 500000 | 0 | 500000 | 0 | 500000 | 0 | 500000 | 0 | 500000 | 0 | 500000 | 0 | 500000 | 0 | 500000 | 0 | 500000 | 0 | 500000 | 0 | 500000 | 0 | 500000 | 0 | 500000 | 0
| 500000 | 0 | 500000 | 0 | 500000 | 0 | 500000 | 0 | 500000 | 0 | 500000 | 0 | 500000 | 0 | 500000 | 0 | 500000 | 0 | 500000 | 0 | 500000 | 0 | 500000 | 0 | 500000 | 0 | 500000 | 0 | 500000 | 0
| 500000 | 0 | 500000 | 0 | 500000 | 0 | 500000 | 0 | 500000 | 0 | 500000 | 0 | 500000 | 0 | 500000 | 0 | 500000 | 0 | 500000 | 0 | 500000 | 0 | 500000 | 0 | 500000 | 0 | 500000 | 0 | 500000 | 0
| 500000 | 0 | 500000 | 0 | 500000 | 0 | 500000 | 0 | 500000 | 0 | 500000 | 0 | 500000 | 0 | 500000 | 0 | 500000 | 0 | 500000 | 0 | 500000 | 0 | 500000 | 0 | 500000 | 0 | 500000 | 0 | 500000 | 0
| 500000 | 0 | 500000 | 0 | 500000 | 0 | 500000 | 0 | 500000 | 0 | 500000 | 0 | 500000 | 0 | 500000 | 0 | 500000 | 0 | 500000 | 0 | 500000 | 0 | 500000 | 0 | 500000 | 0 | 500000 | 0 | 500000 | 0
| 500000 | 0 | 500000 | 0 | 500000 | 0 | 500000 | 0 | 500000 | 0 | 500000 | 0 | 500000 | 0 | 500000 | 0 | 500000 | 0 | 500000 | 0 | 500000 | 0 | 500000 | 0 | 500000 | 0 | 500000 | 0 | 500000 | 0
| 500000 | 0 | 500000 | 0 | 500000 | 0 | 500000 | 0 | 500000 | 0 | 500000 | 0 | 500000 | 0 | 500000 | 0 | 500000 | 0 | 500000 | 0 | 500000 | 0 | 500000 | 0 | 500000 | 0 | 500000 | 0 | 500000 | 0
| 500000 | 0 | 500000 | 0 | 500000 | 0 | 500000 | 0 | 500000 | 0 | 500000 | 0 | 500000 | 0 | 500000 | 0 | 500000 | 0 | 500000 | 0 | 500000 | 0 | 500000 | 0 | 500000 | 0 | 500000 | 0 | 500000 | 0
| 500000 | 0 | 500000 | 0 | 500000 | 0 | 500000 | 0 | 500000 | 0 | 500000 | 0 | 500000 | 0 | 500000 | 0 | 500000 | 0 | 500000 | 0 | 500000 | 0 | 500000 | 0 | 500000 | 0 | 500000 | 0 | 500000 | 0
| 500000 | 0 | 500000 | 0 | 500000 | 0 | 500000 | 0 | 500000 | 0 | 500000 | 0 | 500000 | 0 | 500000 | 0 | 500000 | 0 | 500000 | 0 | 500000 | 0 | 500000 | 0 | 500000 | 0 | 500000 | 0 | 500000 | 0
| 500000 | 0 | 500000 | 0 | 500000 | 0 | 500000 | 0 | 500000 | 0 | 500000 | 0 | 500000 | 0 | 500000 | 0 | 500000 | 0 | 500000 | 0 | 500000 | 0 | 500000 | 0 | 500000 | 0 | 500000 | 0 | 500000 | 0
| 500000 | 0 | 500000 | 0 | 500000 | 0 | 500000 | 0 | 500000 | 0 | 500000 | 0 | 500000 | 0 | 500000 | 0 | 500000 | 0 | 500000 | 0 | 500000 | 0 | 500000 | 0 | 500000 | 0 | 500000 | 0 | 500000 | 0
| 500000 | 0 | 500000 | 0 | 500000 | 0 | 500000 | 0 | 500000 | 0 | 500000 | 0 | 500000 | 0 | 500000 | 0 | 500000 | 0 | 500000 | 0 | 500000 | 0 | 500000 | 0 | 500000 | 0 | 500000 | 0 | 500000 | 0
| 500000 | 0 | 500000 | 0 | 500000 | 0 | 500000 | 0 | 500000 | 0 | 500000 | 0 | 500000 | 0 | 500000 | 0 | 500000 | 0 | 500000 | 0 | 500000 | 0 | 500000 | 0 | 500000 | 0 | 500000 | 0 | 500000 | 0
| 500000 | 0 | 500000 | 0 | 500000 | 0 | 500000 | 0 | 500000 | 0 | 500000 | 0 | 500000 | 0 | 500000 | 0 | 500000 | 0 | 500000 | 0 | 500000 | 0 | 500000 | 0 | 500000 | 0 | 500000 | 0 | 500000 | 0
| 500000 | 0 | 500000 | 0 | 500000 | 0 | 500000 | 0 | 500000 | 0 | 500000 | 0 | 500000 | 0 | 500000 | 0 | 500000 | 0 | 500000 | 0 | 500000 | 0 | 500000 | 0 | 500000 | 0 | 500000 | 0 | 500000 | 0
| 500000 | 0 | 500000 | 0 | 500000 | 0 | 500000 | 0 | 500000 | 0 | 500000 | 0 | 500000 | 0 | 500000 | 0 | 500000 | 0 | 500000 | 0 | 500000 | 0 | 500000 | 0 | 500000 | 0 | 500000 | 0 | 500000 | 0
| 500000 | 0 | 500000 | 0 | 500000 | 0 | 500000 | 0 | 500000 | 0 | 500000 | 0 | 500000 | 0 | 500000 | 0 | 500000 | 0 | 500000 | 0 | 500000 | 0 | 500000 | 0 | 500000 | 0 | 500000 | 0 | 500000 | 0
| 500000 | 0 | 500000 | 0 | 500000 | 0 | 500000 | 0 | 500000 | 0 | 500000 | 0 | 500000 | 0 | 500000 | 0 | 500000 | 0 | 500000 | 0 | 500000 | 0 | 500000 | 0 | 500000 | 0 | 500000 | 0 | 500000 | 0
| 500000 | 0 | 500000 | 0 | 500000 | 0 | 500000 | 0 | 500000 | 0 | 500000 | 0 | 500000 | 0 | 500000 | 0 | 500000 | 0 | 500000 | 0 | 500000 | 0 | 500000 | 0 | 500000 | 0 | 500000 | 0 | 500000 | 0
| 500000 | 0 | 500000 | 0 | 500000 | 0 | 500000 | 0 | 500000 | 0 | 500000 | 0 | 500000 | 0 | 500000 | 0 | 500000 | 0 | 500000 | 0 | 500000 | 0 | 500000 | 0 | 500000 | 0 | 500000 | 0 | 500000 | 0
| 500000 | 0 | 500000 | 0 | 500000 | 0 | 500000 | 0 | 500000 | 0 | 500000 | 0 | 500000 | 0 | 500000 | 0 | 500000 | 0 | 500000 | 0 | 500000 | 0 | 500000 | 0 | 500000 | 0 | 500000 | 0 | 500000 | 0
| 500000 | 0 | 500000 | 0 | 500000 | 0 | 500000 | 0 | 500000 | 0 | 500000 | 0 | 500000 | 0 | 500000 | 0 | 500000 | 0 | 500000 | 0 | 500000 | 0 | 500000 | 0 | 500000 | 0 | 500000 | 0 | 500000 | 0
| 500000 | 0 | 500000 | 0 | 500000 | 0 | 500000 | 0 | 500000 | 0 | 500000 | 0 | 500000 | 0 | 500000 | 0 | 500000 | 0 | 500000 | 0 | 500000 | 0 | 500000 | 0 | 500000 | 0 | 500000 | 0 | 500000 | 0
| 500000 | 0 | 500000 | 0 | 500000 | 0 | 500000 | 0 | 500000 | 0 | 500000 | 0 | 500000 | 0 | 500000 | 0 | 500000 | 0 | 500000 | 0 | 500000 | 0 | 500000 | 0 | 500000 | 0 | 500000 | 0 | 500000 | 0
| 500000 | 0 | 500000 | 0 | 500000 | 0 | 500000 | 0 | 500000 | 0 | 500000 | 0 | 500000 | 0 | 500000 | 0 | 500000 | 0 | 500000 | 0 | 500000 | 0 | 500000 | 0 | 500000 | 0 | 500000 | 0 | 500000 | 0
| 500000 | 0 | 500000 | 0 | 500000 | 0 | 500000 | 0 | 500000 | 0 | 500000 | 0 | 500000 | 0 | 500000 | 0 | 500000 | 0 | 500000 | 0 | 500000 | 0 | 500000 | 0 | 500000 | 0 | 500000 | 0 | 500000 | 0
| 500000 | 0 | 500000 | 0 | 500000 | 0 | 500000 | 0 | 500000 | 0 | 500000 | 0 | 500000 | 0 | 500000 | 0 | 500000 | 0 | 500000 | 0 | 500000 | 0 | 500000 | 0 | 500000 | 0 | 500000 | 0 | 500000 | 0
| 500000 | 0 | 500000 | 0 | 500000 | 0 | 500000 | 0 | 500000 | 0 | 500000 | 0 | 500000 | 0 | 500000 | 0 | 500000 | 0 | 500000 | 0 | 500000 | 0 | 500000 | 0 | 500000 | 0 | 500000 | 0 | 500000 | 0
| 500000 | 0 | 500000 | 0 | 500000 | 0 | 500000 | 0 | 500000 | 0 | 500000 | 0 | 500000 | 0 | 500000 | 0 | 500000 | 0 | 500000 | 0 | 500000 | 0 | 500000 | 0 | 500000 | 0 | 500000 | 0 | 500000 | 0
| 500000 | 0 | 500000 | 0 | 500000 | 0 | 500000 | 0 | 500000 | 0 | 500000 | 0 | 500000 | 0 | 500000 | 0 | 500000 | 0 | 500000 | 0 | 500000 | 0 | 500000 | 0 | 500000 | 0 | 500000 | 0 | 500000 | 0
| 500000 | 0 | 500000 | 0 | 500000 | 0 | 500000 | 0 | 500000 | 0 | 500000 | 0 | 500000 | 0 | 500000 | 0 | 500000 | 0 | 500000 | 0 | 500000 | 0 | 500000 | 0 | 500000 | 0 | 500000 | 0 | 500000 | 0
| 500000 | 0 | 500000 | 0 | 500000 | 0 | 500000 | 0 | 500000 | 0 | 500000 | 0 | 500000 | 0 | 500000 | 0 | 500000 | 0 | 500000 | 0 | 500000 | 0 | 500000 | 0 | 500000 | 0 | 500000 | 0 | 500000 | 0
| 500000 | 0 | 500000 | 0 | 500000 | 0 | 500000 | 0 | 500000 | 0 | 500000 | 0 | 500000 | 0 | 500000 | 0 | 500000 | 0 | 500000 | 0 | 500000 | 0 | 500000 | 0 | 500000 | 0 | 500000 | 0 | 500000 | 0
| 500000 | 0 | 500000 | 0 | 500000 | 0 | 500000 | 0 | 500000 | 0 | 500000 | 0 | 500000 | 0 | 500000 | 0 | 500000 | 0 | 500000 | 0 | 500000 | 0 | 500000 | 0 | 500000 | 0 | 500000 | 0 | 500000 | 0
| 500000 | 0 | 500000 | 0 | 500000 | 0 | 500000 | 0 | 500000 | 0 | 500000 | 0 | 500000 | 0 | 500000 | 0 | 500000 | 0 | 500000 | 0 | 500000 | 0 | 500000 | 0 | 500000 | 0 | 500000 | 0 | 500000 | 0
| 500000 | 0 | 500000 | 0 | 500000 | 0 | 500000 | 0 | 500000 | 0 | 500000 | 0 | 500000 | 0 | 500000 | 0 | 500000 | 0 | 500000 | 0 | 500000 | 0 | 500000 | 0 | 500000 | 0 | 500000 | 0 | 500000 | 0
| 500000 | 0 | 500000 | 0 | 500000 | 0 | 500000 | 0 | 500000 | 0 | 500000 | 0 | 500000 | 0 | 500000 | 0 | 500000 | 0 | 500000 | 0 | 500000 | 0 | 500000 | 0 | 500000 | 0 | 500000 | 0 | 500000 | 0
| 500000 | 0 | 500000 | 0 | 500000 | 0 | 500000 | 0 | 500000 | 0 | 500000 | 0 | 500000 | 0 | 500000 | 0 | 500000 | 0 | 500000 | 0 | 500000 | 0 | 500000 | 0 | 500000 | 0 | 500000 | 0 | 500000 | 0
| 500000 | 0 | 500000 | 0 | 500000 | 0 | 500000 | 0 | 500000 | 0 | 500000 | 0 | 500000 | 0 | 500000 | 0 | 500000 | 0 | 500000 | 0 | 500000 | 0 | 500000 | 0 | 500000 | 0 | 500000 | 0 | 500000 | 0
| 500000 | 0 | 500000 | 0 | 500000 | 0 | 500000 | 0 | 500000 | 0 | 500000 | 0 | 500000 | 0 | 500000 | 0 | 500000 | 0 | 500000 | 0 | 500000 | 0 | 500000 | 0 | 500000 | 0 | 500000 | 0 | 500000 | 0
| 500000 | 0 | 500000 | 0 | 500000 | 0 | 500000 | 0 | 500000 | 0 | 500000 | 0 | 500000 | 0 | 500000 | 0 | 500000 | 0 | 500000 | 0 | 500000 | 0 | 500000 | 0 | 500000 | 0 | 500000 | 0 | 500000 | 0
| 500000 | 0 | 500000 | 0 | 500000 | 0 | 500000 | 0 | 500000 | 0 | 500000 | 0 | 500000 | 0 | 500000 | 0 | 500000 | 0 | 500000 | 0 | 500000 | 0 | 500000 | 0 | 500000 | 0 | 500000 | 0 | 500000 | 0
| 500000 | 0 | 500000 | 0 | 500000 | 0 | 500000 | 0 | 500000 | 0 | 500000 | 0 | 500000 | 0 | 500000 | 0 | 500000 | 0 | 500000 | 0 | 500000 | 0 | 500000 | 0 | 500000 | 0 | 500000 | 0 | 500000 | 0
| 500000 | 0 | 500000 | 0 | 500000 | 0 | 500000 | 0 | 500000 | 0 | 500000 | 0 | 500000 | 0 | 500000 | 0 | 500000 | 0 | 500000 | 0 | 500000 | 0 | 500000 | 0 | 500000 | 0 | 500000 | 0 | 500000 | 0
| 500000 | 0 | 500000 | 0 | 500000 | 0 | 500000 | 0 | 500000 | 0 | 500000 | 0 | 500000 | 0 | 500000 | 0 | 500000 | 0 | 500000 | 0 | 500000 | 0 | 500000 | 0 | 500000 | 0 | 500000 | 0 | 500000 | 0
| 500000 | 0 | 500000 | 0 | 500000 | 0 | 500000 | 0 | 500000 | 0 | 500000 | 0 | 500000 | 0 | 500000 | 0 | 500000 | 0 | 500000 | 0 | 500000 | 0 | 500000 | 0 | 500000 | 0 | 500000 | 0 | 500000 | 0
| 500000 | 0 | 500000 | 0 | 500000 | 0 | 500000 | 0 | 500000 | 0 | 500000 | 0 | 500000 | 0 | 500000 | 0 | 500000 | 0 | 500000 | 0 | 500000 | 0 | 500000 | 0 | 500000 | 0 | 500000 | 0 | 500000 | 0
| 500000 | 0 | 500000 | 0 | 500000 | 0 | 500000 | 0 | 500000 | 0 | 500000 | 0 | 500000 | 0 | 500000 | 0 | 500000 | 0 | 500000 | 0 | 500000 | 0 | 500000 | 0 | 500000 | 0 | 500000 | 0 | 500000 | 0
| 500000 | 0 | 500000 | 0 | 500000 | 0 | 500000 | 0 | 500000 | 0 | 500000 | 0 | 500000 | 0 | 500000 | 0 | 500000 | 0 | 500000 | 0 | 500000 | 0 | 500000 | 0 | 500000 | 0 | 500000 | 0 | 500000 | 0
| 500000 | 0 | 500000 | 0 | 500000 | 0 | 500000 | 0 | 500000 | 0 | 500000 | 0 | 500000 | 0 | 500000 | 0 | 500000 | 0 | 500000 | 0 | 500000 | 0 | 500000 | 0 | 500000 | 0 | 500000 | 0 | 500000 | 0
| 500000 | 0 | 500000 | 0 | 500000 | 0 | 500000 | 0 | 500000 | 0 | 500000 | 0 | 500000 | 0 | 500000 | 0 | 500000 | 0 | 500000 | 0 | 500000 | 0 | 500000 | 0 | 500000 | 0 | 500000 | 0 | 500000 | 0
| 500000 | 0 | 500000 | 0 | 500000 | 0 | 500000 | 0 | 500000 | 0 | 500000 | 0 | 500000 | 0 | 500000 | 0 | 500000 | 0 | 500000 | 0 | 500000 | 0 | 500000 | 0 | 500000 | 0 | 500000 | 0 | 500000 | 0
| 500000 | 0 | 500000 | 0 | 500000 | 0 | 500000 | 0 | 500000 | 0 | 500000 | 0 | 500000 | 0 | 500000 | 0 | 500000 | 0 | 500000 | 0 | 500000 | 0 | 500000 | 0 | 500000 | 0 | 500000 | 0 | 500000 | 0
| 500000 | 0 | 500000 | 0 | 500000 | 0 | 500000 | 0 | 500000 | 0 | 500000 | 0 | 500000 | 0 | 500000 | 0 | 500000 | 0 | 500000 | 0 | 500000 | 0 | 500000 | 0 | 500000 | 0 | 500000 | 0 | 500000 | 0
| 500000 | 0 | 500000 | 0 | 500000 | 0 | 500000 | 0 | 500000 | 0 | 500000 | 0 | 500000 | 0 | 500000 | 0 | 500000 | 0 | 500000 | 0 | 500000 | 0 | 500000 | 0 | 500000 | 0 | 500000 | 0 | 500000 | 0
| 500000 | 0 | 500000 | 0 | 500000 | 0 | 500000 | 0 | 500000 | 0 | 500000 | 0 | 500000 | 0 | 500000 | 0 | 500000 | 0 | 500000 | 0 | 500000 | 0 | 500000 | 0 | 500000 | 0 | 500000 | 0 | 500000 | 0
| 500000 | 0 | 500000 | 0 | 500000 | 0 | 500000 | 0 | 500000 | 0 | 500000 | 0 | 500000 | 0 | 500000 | 0 | 500000 | 0 | 500000 | 0 | 500000 | 0 | 500000 | 0 | 500000 | 0 | 500000 | 0 | 500000 | 0
| 500000 | 0 | 500000 | 0 | 500000 | 0 | 500000 | 0 | 500000 | 0 | 500000 | 0 | 500000 | 0 | 500000 | 0 | 500000 | 0 | 500000 | 0 | 500000 | 0 | 500000 | 0 | 500000 | 0 | 500000 | 0 | 500000 | 0
| 500000 | 0 | 500000 | 0 | 500000 | 0 | 500000 | 0 | 500000 | 0 | 500000 | 0 | 500000 | 0 | 500000 | 0 | 500000 | 0 | 500000 | 0 | 500000 | 0 | 500000 | 0 | 500000 | 0 | 500000 | 0 | 500000 | 0
| 500000 | 0 | 500000 | 0 | 500000 | 0 | 500000 | 0 | 500000 | 0 | 500000 | 0 | 500000 | 0 | 500000 | 0 | 500000 | 0 | 500000 | 0 | 500000 | 0 | 500000 | 0 | 500000 | 0 | 500000 | 0 | 500000 | 0
| 500000 | 0 | 500000 | 0 | 500000 | 0 | 500000 | 0 | 500000 | 0 | 500000 | 0 | 500000 | 0 | 500000 | 0 | 500000 | 0 | 500000 | 0 | 500000 | 0 | 500000 | 0 | 500000 | 0 | 500000 | 0 | 500000 | 0
| 500000 | 0 | 500000 | 0 | 500000 | 0 | 500000 | 0 | 500000 | 0 | 500000 | 0 | 500000 | 0 | 500000 | 0 | 500000 | 0 | 500000 | 0 | 500000 | 0 | 500000 | 0 | 500000 | 0 | 500000 | 0 | 500000 | 0
| 500000 | 0 | 500000 | 0 | 500000 | 0 | 500000 | 0 | 500000 | 0 | 500000 | 0 | 500000 | 0 | 500000 | 0 | 500000 | 0 | 500000 | 0 | 500000 | 0 | 500000 | 0 | 500000 | 0 | 500000 | 0 | 500000 | 0
| 500000 | 0 | 500000 | 0 | 500000 | 0 | 500000 | 0 | 500000 | 0 | 500000 | 0 | 500000 | 0 | 500000 | 0 | 500000 | 0 | 500000 | 0 | 500000 | 0 | 500000 | 0 | 500000 | 0 | 500000 | 0 | 500000 | 0
| 500000 | 0 | 500000 | 0 | 500000 | 0 | 500000 | 0 | 500000 | 0 | 500000 | 0 | 500000 | 0 | 500000 | 0 | 500000 | 0 | 500000 | 0 | 500000 | 0 | 500000 | 0 | 500000 | 0 | 500000 | 0 | 500000 | 0
| 500000 | 0 | 500000 | 0 | 500000 | 0 | 500000 | 0 | 500000 | 0 | 500000 | 0 | 500000 | 0 | 500000 | 0 | 500000 | 0 | 500000 | 0 | 500000 | 0 | 500000 | 0 | 500000 | 0 | 500000 | 0 | 500000 | 0
| 500000 | 0 | 500000 | 0 | 500000 | 0 | 500000 | 0 | 500000 | 0 | 500000 | 0 | 500000 | 0 | 500000 | 0 | 500000 | 0 | 500000 | 0 | 500000 | 0 | 500000 | 0 | 500000 | 0 | 500000 | 0 | 500000 | 0
| 500000 | 0 | 500000 | 0 | 500000 | 0 | 500000 | 0 | 500000 | 0 | 500000 | 0 | 500000 | 0 | 500000 | 0 | 500000 | 0 | 500000 | 0 | 500000 | 0 | 500000 | 0 | 500000 | 0 | 500000 | 0 | 500000 | 0
| 500000 | 0 | 500000 | 0 | 500000 | 0 | 500000 | 0 | 500000 | 0 | 500000 | 0 | 500000 | 0 | 500000 | 0 | 500000 | 0 | 500000 | 0 | 500000 | 0 | 500000 | 0 | 500000 | 0 | 500000 | 0 | 500000 | 0
| 500000 | 0 | 500000 | 0 | 500000 | 0 | 500000 | 0 | 500000 | 0 | 500000 | 0 | 500000 | 0 | 500000 | 0 | 500000 | 0 | 500000 | 0 | 500000 | 0 | 500000 | 0 | 500000 | 0 | 500000 | 0 | 500000 | 0
| 500000 | 0 | 500000 | 0 | 500000 | 0 | 500000 | 0 | 500000 | 0 | 500000 | 0 | 500000 | 0 | 500000 | 0 | 500000 | 0 | 500000 | 0 | 500000 | 0 | 500000 | 0 | 500000 | 0 | 500000 | 0 | 500000 | 0
| 500000 | 0 | 500000 | 0 | 500000 | 0 | 500000 | 0 | 500000 | 0 | 500000 | 0 | 500000 | 0 | 500000 | 0 | 500000 | 0 | 500000 | 0 | 500000 | 0 | 500000 | 0 | 500000 | 0 | 500000 | 0 | 500000 | 0
| 500000 | 0 | 500000 | 0 | 500000 | 0 | 500000 | 0 | 500000 | 0 | 500000 | 0 | 500000 | 0 | 500000 | 0 | 500000 | 0 | 500000 | 0 | 500000 | 0 | 500000 | 0 | 500000 | 0 | 500000 | 0 | 500000 | 0
| 500000 | 0 | 500000 | 0 | 500000 | 0 | 500000 | 0 | 500000 | 0 | 500000 | 0 | 500000 | 0 | 500000 | 0 | 500000 | 0 | 500000 | 0 | 500000 | 0 | 500000 | 0 | 500000 | 0 | 500000 | 0 | 500000 | 0
| 500000 | 0 | 500000 | 0 | 500000 | 0 | 500000 | 0 | 500000 | 0 | 500000 | 0 | 500000 | 0 | 500000 | 0 | 500000 | 0 | 500000 | 0 | 500000 | 0 | 500000 | 0 | 500000 | 0 | 500000 | 0 | 500000 | 0
| 500000 | 0 | 500000 | 0 | 500000 | 0 | 500000 | 0 | 500000 | 0 | 500000 | 0 | 500000 | 0 | 500000 | 0 | 500000 | 0 | 500000 | 0 | 500000 | 0 | 500000 | 0 | 500000 | 0 | 500000 | 0 | 500000 | 0
| 500000 | 0 | 500000 | 0 | 500000 | 0 | 500000 | 0 | 500000 | 0 | 500000 | 0 | 500000 | 0 | 500000 | 0 | 500000 | 0 | 500000 | 0 | 500000 | 0 | 500000 | 0 | 500000 | 0 | 500000 | 0 | 500000 | 0
| 500000 | 0 | 500000 | 0 | 500000 | 0 | 500000 | 0 | 500000 | 0 | 500000 | 0 | 500000 | 0 | 500000 | 0 | 500000 | 0 | 500000 | 0 | 500000 | 0 | 500000 | 0 | 500000 | 0 | 500000 | 0 | 500000 | 0
| 500000 | 0 | 500000 | 0 | 500000 | 0 | 500000 | 0 | 500000 | 0 | 500000 | 0 | 500000 | 0 | 500000 | 0 | 500000 | 0 | 500000 | 0 | 500000 | 0 | 500000 | 0 | 500000 | 0 | 500000 | 0 | 500000 | 0
| 500000 | 0 | 500000 | 0 | 500000 | 0 | 500000 | 0 | 500000 | 0 | 500000 | 0 | 500000 | 0 | 500000 | 0 | 500000 | 0 | 500000 | 0 | 500000 | 0 | 500000 | 0 | 500000 | 0 | 500000 | 0 | 500000 | 0
| 500000 | 0 | 500000 | 0 | 500000 | 0 | 500000 | 0 | 500000 | 0 | 500000 | 0 | 500000 | 0 | 500000 | 0 | 500000 | 0 | 500000 | 0 | 500000 | 0 | 500000 | 0 | 500000 | 0 | 500000 | 0 | 500000 | 0
| 500000 | 0 | 500000 | 0 | 500000 | 0 | 500000 | 0 | 500000 | 0 | 500000 | 0 | 500000 | 0 | 500000 | 0 | 500000 | 0 | 500000 | 0 | 500000 | 0 | 500000 | 0 | 500000 | 0 | 500000 | 0 | 500000 | 0
| 500000 | 0 | 500000 | 0 | 500000 | 0 | 500000 | 0 | 500000 | 0 | 500000 | 0 | 500000 | 0 | 500000 | 0 | 500000 | 0 | 500000 | 0 | 500000 | 0 | 500000 | 0 | 500000 | 0 | 500000 | 0 | 500000 | 0
| 500000 | 0 | 500000 | 0 | 500000 | 0 | 500000 | 0 | 500000 | 0 | 500000 | 0 | 500000 | 0 | 500000 | 0 | 500000 | 0 | 500000 | 0 | 500000 | 0 | 500000 | 0 | 500000 | 0 | 500000 | 0 | 500000 | 0
| 500000 | 0 | 500000 | 0 | 500000 | 0 | 500000 | 0 | 500000 | 0 | 500000 | 0 | 500000 | 0 | 500000 | 0 | 500000 | 0 | 500000 | 0 | 500000 | 0 | 500000 | 0 | 500000 | 0 | 500000 | 0 | 500000 | 0
| 500000 | 0 | 500000 | 0 | 500000 | 0 | 500000 | 0 | 500000 | 0 | 500000 | 0 | 500000 | 0 | 500000 | 0 | 500000 | 0 | 500000 | 0 | 500000 | 0 | 500000 | 0 | 500000 | 0 | 500000 | 0 | 500000 | 0
| 500000 | 0 | 500000 | 0 | 500000 | 0 | 500000 | 0 | 500000 | 0 | 500000 | 0 | 500000 | 0 | 500000 | 0 | 500000 | 0 | 500000 | 0 | 500000 | 0 | 500000 | 0 | 500000 | 0 | 500000 | 0 | 500000 | 0
| 500000 | 0 | 500000 | 0 | 500000 | 0 | 500000 | 0 | 500000 | 0 | 500000 | 0 | 500000 | 0 | 500000 | 0 | 500000 | 0 | 500000 | 0 | 500000 | 0 | 500000 | 0 | 500000 | 0 | 500000 | 0 | 500000 | 0
| 500000 | 0 | 500000 | 0 | 500000 | 0 | 500000 | 0 | 500000 | 0 | 500000 | 0 | 500000 | 0 | 500000 | 0 | 500000 | 0 | 500000 | 0 | 500000 | 0 | 500000 | 0 | 500000 | 0 | 500000 | 0 | 500000 | 0
| 500000 | 0 | 500000 | 0 | 500000 | 0 | 500000 | 0 | 500000 | 0 | 500000 | 0 | 500000 | 0 | 500000 | 0 | 500000 | 0 | 500000 | 0 | 500000 | 0 | 500000 | 0 | 500000 | 0 | 500000 | 0 | 500000 | 0
| 500000 | 0 | 500000 | 0 | 500000 | 0 | 500000 | 0 | 500000 | 0 | 500000 | 0 | 500000 | 0 | 500000 | 0 | 500000 | 0 | 500000 | 0 | 500000 | 0 | 500000 | 0 | 500000 | 0 | 500000 | 0 | 500000 | 0
| 500000 | 0 | 500000 | 0 | 500000 | 0 | 500000 | 0 | 500000 | 0 | 500000 | 0 | 500000 | 0 | 500000 | 0 | 500000 | 0 | 500000 | 0 | 500000 | 0 | 500000 | 0 | 500000 | 0 | 500000 | 0 | 500000 | 0
| 500000 | 0 | 500000 | 0 | 500000 | 0 | 500000 | 0 | 500000 | 0 | 500000 | 0 | 500000 | 0 | 500000 | 0 | 500000 | 0 | 500000 | 0 | 500000 | 0 | 500000 | 0 | 500000 | 0 | 500000 | 0 | 500000 | 0
| 500000 | 0 | 500000 | 0 | 500000 | 0 | 500000 | 0 | 500000 | 0 | 500000 | 0 | 500000 | 0 | 500000 | 0 | 500000 | 0 | 500000 | 0 | 500000 | 0 | 500000 | 0 | 500000 | 0 | 500000 | 0 | 500000 | 0
| 500000 | 0 | 500000 | 0 | 500000 | 0 | 500000 | 0 | 500000 | 0 | 500000 | 0 | 500000 | 0 | 500000 | 0 | 500000 | 0 | 500000 | 0 | 500000 | 0 | 500000 | 0 | 500000 | 0 | 500000 | 0 | 500000 | 0
| 500000 | 0 | 500000 | 0 | 500000 | 0 | 500000 | 0 | 500000 | 0 | 500000 | 0 | 500000 | 0 | 500000 | 0 | 500000 | 0 | 500000 | 0 | 500000 | 0 | 500000 | 0 | 500000 | 0 | 500000 | 0 | 500000 | 0
| 500000 | 0 | 500000 | 0 | 500000 | 0 | 500000 | 0 | 500000 | 0 | 500000 | 0 | 500000 | 0 | 500000 | 0 | 500000 | 0 | 500000 | 0 | 500000 | 0 | 500000 | 0 | 500000 | 0 | 500000 | 0 | 500000 | 0
| 500000 | 0 | 500000 | 0 | 500000 | 0 | 500000 | 0 | 500000 | 0 | 500000 | 0 | 500000 | 0 | 500000 | 0 | 500000 | 0 | 500000 | 0 | 500000 | 0 | 500000 | 0 | 500000 | 0 | 500000 | 0 | 500000 | 0
| 500000 | 0 | 500000 | 0 | 500000 | 0 | 500000 | 0 | 500000 | 0 | 500000 | 0 | 500000 | 0 | 500000 | 0 | 500000 | 0 | 500000 | 0 | 500000 | 0 | 500000 | 0 | 500000 | 0 | 500000 | 0 | 500000 | 0
| 500000 | 0 | 500000 | 0 | 500000 | 0 | 500000 | 0 | 500000 | 0 | 500000 | 0 | 500000 | 0 | 500000 | 0 | 500000 | 0 | 500000 | 0 | 500000 | 0 | 500000 | 0 | 500000 | 0 | 500000 | 0 | 500000 | 0
| 500000 | 0 | 500000 | 0 | 500000 | 0 | 500000 | 0 | 500000 | 0 | 500000 | 0 | 500000 | 0 | 500000 | 0 | 500000 | 0 | 500000 | 0 | 500000 | 0 | 500000 | 0 | 500000 | 0 | 500000 | 0 | 500000 | 0
| 500000 | 0 | 500000 | 0 | 500000 | 0 | 500000 | 0 | 500000 | 0 | 500000 | 0 | 500000 | 0 | 500000 | 0 | 500000 | 0 | 500000 | 0 | 500000 | 0 | 500000 | 0 | 500000 | 0 | 500000 | 0 | 500000 | 0
| 500000 | 0 | 500000 | 0 | 500000 | 0 | 500000 | 0 | 500000 | 0 | 500000 | 0 | 500000 | 0 | 500000 | 0 | 500000 | 0 | 500000 | 0 | 500000 | 0 | 500000 | 0 | 500000 | 0 | 500000 | 0 | 500000 | 0
| 500000 | 0 | 500000 | 0 | 500000 | 0 | 500000 | 0 | 500000 | 0 | 500000 | 0 | 500000 | 0 | 500000 | 0 | 500000 | 0 | 500000 | 0 | 500000 | 0 | 500000 | 0 | 500000 | 0 | 500000 | 0 | 500000 | 0
| 500000 | 0 | 500000 | 0 | 500000 | 0 | 500000 | 0 | 500000 | 0 | 500000 | 0 | 500000 | 0 | 500000 | 0 | 500000 | 0 | 500000 | 0 | 500000 | 0 | 500000 | 0 | 500000 | 0 | 500000 | 0 | 500000 | 0
| 500000 | 0 | 500000 | 0 | 500000 | 0 | 500000 | 0 | 500000 | 0 | 500000 | 0 | 500000 | 0 | 500000 | 0 | 500000 | 0 | 500000 | 0 | 500000 | 0 | 500000 | 0 | 500000 | 0 | 500000 | 0 | 500000 | 0
| 500000 | 0 | 500000 | 0 | 500000 | 0 | 500000 | 0 | 500000 | 0 | 500000 | 0 | 500000 | 0 | 500000 | 0 | 500000 | 0 | 500000 | 0 | 500000 | 0 | 500000 | 0 | 500000 | 0 | 500000 | 0 | 500000 | 0
| 500000 | 0 | 500000 | 0 | 500000 | 0 | 500000 | 0 | 500000 | 0 | 500000 | 0 | 500000 | 0 | 500000 | 0 | 500000 | 0 | 500000 | 0 | 500000 | 0 | 500000 | 0 | 500000 | 0 | 500000 | 0 | 500000 | 0
| 500000 | 0 | 500000 | 0 | 500000 | 0 | 500000 | 0 | 500000 | 0 | 500000 | 0 | 500000 | 0 | 500000 | 0 | 500000 | 0 | 500000 | 0 | 500000 | 0 | 500000 | 0 | 500000 | 0 | 500000 | 0 | 500000 | 0
| 500000 | 0 | 500000 | 0 | 500000 | 0 | 500000 | 0 | 500000 | 0 | 500000 | 0 | 500000 | 0 | 500000 | 0 | 500000 | 0 | 500000 | 0 | 500000 | 0 | 500000 | 0 | 500000 | 0 | 500000 | 0 | 500000 | 0
| 500000 | 0 | 500000 | 0 | 500000 | 0 | 500000 | 0 | 500000 | 0 | 500000 | 0 | 500000 | 0 | 500000 | 0 | 500000 | 0 | 500000 | 0 | 500000 | 0 | 500000 | 0 | 500000 | 0 | 500000 | 0 | 500000 | 0
| 500000 | 0 | 500000 | 0 | 500000 | 0 | 500000 | 0 | 500000 | 0 | 500000 | 0 | 500000 | 0 | 500000 | 0 | 500000 | 0 | 500000 | 0 | 500000 | 0 | 500000 | 0 | 500000 | 0 | 500000 | 0 | 500000 | 0
| 500000 | 0 | 500000 | 0 | 500000 | 0 | 500000 | 0 | 500000 | 0 | 500000 | 0 | 500000 | 0 | 500000 | 0 | 500000 | 0 | 500000 | 0 | 500000 | 0 | 500000 | 0 | 500000 | 0 | 500000 | 0 | 500000 | 0
| 500000 | 0 | 500000 | 0 | 500000 | 0 | 500000 | 0 | 500000 | 0 | 500000 | 0 | 500000 | 0 | 500000 | 0 | 500000 | 0 | 500000 | 0 | 500000 | 0 | 500000 | 0 | 500000 | 0 | 500000 | 0 | 500000 | 0
| 500000 | 0 | 500000 | 0 | 500000 | 0 | 500000 | 0 | 500000 | 0 | 500000 | 0 | 500000 | 0 | 500000 | 0 | 500000 | 0 | 500000 | 0 | 500000 | 0 | 500000 | 0 | 500000 | 0 | 500000 | 0 | 500000 | 0
| 500000 | 0 | 500000 | 0 | 500000 | 0 | 500000 | 0 | 500000 | 0 | 500000 | 0 | 500000 | 0 | 500000 | 0 | 500000 | 0 | 500000 | 0 | 500000 | 0 | 500000 | 0 | 500000 | 0 | 500000 | 0 | 500000 | 0
| 500000 | 0 | 500000 | 0 | 500000 | 0 | 500000 | 0 | 500000 | 0 | 500000 | 0 | 500000 | 0 | 500000 | 0 | 500000 | 0 | 500000 | 0 | 500000 | 0 | 500000 | 0 | 500000 | 0 | 500000 | 0 | 500000 | 0
| 500000 | 0 | 500000 | 0 | 500000 | 0 | 500000 | 0 | 500000 | 0 | 500000 | 0 | 500000 | 0 | 500000 | 0 | 500000 | 0 | 500000 | 0 | 500000 | 0 | 500000 | 0 | 500000 | 0 | 500000 | 0 | 500000 | 0
| 500000 | 0 | 500000 | 0 | 500000 | 0 | 500000 | 0 | 500000 | 0 | 500000 | 0 | 500000 | 0 | 500000 | 0 | 500000 | 0 | 500000 | 0 | 500000 | 0 | 500000 | 0 | 500000 | 0 | 500000 | 0 | 500000 | 0
| 500000 | 0 | 500000 | 0 | 500000 | 0 | 500000 | 0 | 500000 | 0 | 500000 | 0 | 500000 | 0 | 500000 | 0 | 500000 | 0 | 500000 | 0 | 500000 | 0 | 500000 | 0 | 500000 | 0 | 500000 | 0 | 500000 | 0
| 500000 | 0 | 500000 | 0 | 500000 | 0 | 500000 | 0 | 500000 | 0 | 500000 | 0 | 500000 | 0 | 500000 | 0 | 500000 | 0 | 500000 | 0 | 500000 | 0 | 500000 | 0 | 500000 | 0 | 500000 | 0 | 500000 | 0
| 500000 | 0 | 500000 | 0 | 500000 | 0 | 500000 | 0 | 500000 | 0 | 500000 | 0 | 500000 | 0 | 500000 | 0 | 500000 | 0 | 500000 | 0 | 500000 | 0 | 500000 | 0 | 500000 | 0 | 500000 | 0 | 500000 | 0
| 500000 | 0 | 500000 | 0 | 500000 | 0 | 500000 | 0 | 500000 | 0 | 500000 | 0 | 500000 | 0 | 500000 | 0 | 500000 | 0 | 500000 | 0 | 500000 | 0 | 500000 | 0 | 500000 | 0 | 500000 | 0 | 500000 | 0
| 500000 | 0 | 500000 | 0 | 500000 | 0 | 500000 | 0 | 500000 | 0 | 500000 | 0 | 500000 | 0 | 500000 | 0 | 500000 | 0 | 500000 | 0 | 500000 | 0 | 500000 | 0 | 500000 | 0 | 500000 | 0 | 500000 | 0
| 500000 | 0 | 500000 | 0 | 500000 | 0 | 500000 | 0 | 500000 | 0 | 500000 | 0 | 500000 | 0 | 500000 | 0 | 500000 | 0 | 500000 | 0 | 500000 | 0 | 500000 | 0 | 500000 | 0 | 500000 | 0 | 500000 | 0
| 500000 | 0 | 500000 | 0 | 500000 | 0 | 500000 | 0 | 500000 | 0 | 500000 | 0 | 500000 | 0 | 500000 | 0 | 500000 | 0 | 500000 | 0 | 500000 | 0 | 500000 | 0 | 500000 | 0 | 500000 | 0 | 500000 | 0
| 500000 | 0 | 500000 | 0 | 500000 | 0 | 500000 | 0 | 500000 | 0 | 500000 | 0 | 500000 | 0 | 500000 | 0 | 500000 | 0 | 500000 | 0 | 500000 | 0 | 500000 | 0 | 500000 | 0 | 500000 | 0 | 500000 | 0
| 500000 | 0 | 500000 | 0 | 500000 | 0 | 500000 | 0 | 500000 | 0 | 500000 | 0 | 500000 | 0 | 500000 | 0 | 500000 | 0 | 500000 | 0 | 500000 | 0 | 500000 | 0 | 500000 | 0 | 500000 | 0 | 500000 | 0
| 500000 | 0 | 500000 | 0 | 500000 | 0 | 500000 | 0 | 500000 | 0 | 500000 | 0 | 500000 | 0 | 500000 | 0 | 500000 | 0 | 500000 | 0 | 500000 | 0 | 500000 | 0 | 500000 | 0 | 500000 | 0 | 500000 | 0
| 500000 | 0 | 500000 | 0 | 500000 | 0 | 500000 | 0 | 500000 | 0 | 500000 | 0 | 500000 | 0 | 500000 | 0 | 500000 | 0 | 500000 | 0 | 500000 | 0 | 500000 | 0 | 500000 | 0 | 500000 | 0 | 500000 | 0
| 500000 | 0 | 500000 | 0 | 500000 | 0 | 500000 | 0 | 500000 | 0 | 500000 | 0 | 500000 | 0 | 500000 | 0 | 500000 | 0 | 500000 | 0 | 500000 | 0 | 500000 | 0 | 500000 | 0 | 500000 | 0 | 500000 | 0
| 500000 | 0 | 500000 | 0 | 500000 | 0 | 500000 | 0 | 500000 | 0 | 500000 | 0 | 500000 | 0 | 500000 | 0 | 500000 | 0 | 500000 | 0 | 500000 | 0 | 500000 | 0 | 500000 | 0 | 500000 | 0 | 500000 | 0
| 500000 | 0 | 500000 | 0 | 500000 | 0 | 500000 | 0 | 500000 | 0 | 500000 | 0 | 500000 | 0 | 500000 | 0 | 500000 | 0 | 500000 | 0 | 500000 | 0 | 500000 | 0 | 500000 | 0 | 500000 | 0 | 500000 | 0
| 500000 | 0 | 500000 | 0 | 500000 | 0 | 500000 | 0 | 500000 | 0 | 500000 | 0 | 500000 | 0 | 500000 | 0 | 500000 | 0 | 500000 | 0 | 500000 | 0 | 500000 | 0 | 500000 | 0 | 500000 | 0 | 500000 | 0
| 500000 | 0 | 500000 | 0 | 500000 | 0 | 500000 | 0 | 500000 | 0 | 500000 | 0 | 500000 | 0 | 500000 | 0 | 500000 | 0 | 500000 | 0 | 500000 | 0 | 500000 | 0 | 500000 | 0 | 500000 | 0 | 500000 | 0
| 500000 | 0 | 500000 | 0 | 500000 | 0 | 500000 | 0 | 500000 | 0 | 500000 | 0 | 500000 | 0 | 500000 | 0 | 500000 | 0 | 500000 | 0 | 500000 | 0 | 500000 | 0 | 500000 | 0 | 500000 | 0 | 500000 | 0
| 500000 | 0 | 500000 | 0 | 500000 | 0 | 500000 | 0 | 500000 | 0 | 500000 | 0 | 500000 | 0 | 500000 | 0 | 500000 | 0 | 500000 | 0 | 500000 | 0 | 500000 | 0 | 500000 | 0 | 500000 | 0 | 500000 | 0
| 500000 | 0 | 500000 | 0 | 500000 | 0 | 500000 | 0 | 500000 | 0 | 500000 | 0 | 500000 | 0 | 500000 | 0 | 500000 | 0 | 500000 | 0 | 500000 | 0 | 500000 | 0 | 500000 | 0 | 500000 | 0 | 500000 | 0
| 500000 | 0 | 500000 | 0 | 500000 | 0 | 500000 | 0 | 500000 | 0 | 500000 | 0 | 500000 | 0 | 500000 | 0 | 500000 | 0 | 500000 | 0 | 500000 | 0 | 500000 | 0 | 500000 | 0 | 500000 | 0 | 500000 | 0
| 500000 | 0 | 500000 | 0 | 500000 | 0 | 500000 | 0 | 500000 | 0 | 500000 | 0 | 500000 | 0 | 500000 | 0 | 500000 | 0 | 500000 | 0 | 500000 | 0 | 500000 | 0 | 500000 | 0 | 500000 | 0 | 500000 | 0
| 500000 | 0 | 500000 | 0 | 500000 | 0 | 500000 | 0 | 500000 | 0 | 500000 | 0 | 500000 | 0 | 500000 | 0 | 500000 | 0 | 500000 | 0 | 500000 | 0 | 500000 | 0 | 500000 | 0 | 500000 | 0 | 500000 | 0
| 500000 | 0 | 500000 | 0 | 500000 | 0 | 500000 | 0 | 500000 | 0 | 500000 | 0 | 500000 | 0 | 500000 | 0 | 500000 | 0 | 500000 | 0 | 500000 | 0 | 500000 | 0 | 500000 | 0 | 500000 | 0 | 500000 | 0
| 500000 | 0 | 500000 | 0 | 500000 | 0 | 500000 | 0 | 500000 | 0 | 500000 | 0 | 500000 | 0 | 500000 | 0 | 500000 | 0 | 500000 | 0 | 500000 | 0 | 500000 | 0 | 500000 | 0 | 500000 | 0 | 500000 | 0
| 500000 | 0 | 500000 | 0 | 500000 | 0 | 500000 | 0 | 500000 | 0 | 500000 | 0 | 500000 | 0 | 500000 | 0 | 500000 | 0 | 500000 | 0 | 500000 | 0 | 500000 | 0 | 500000 | 0 | 500000 | 0 | 500000 | 0
| 500000 | 0 | 500000 | 0 | 500000 | 0 | 500000 | 0 | 500000 | 0 | 500000 | 0 | 500000 | 0 | 500000 | 0 | 500000 | 0 | 500000 | 0 | 500000 | 0 | 500000 | 0 | 500000 | 0 | 500000 | 0 | 500000 | 0
| 500000 | 0 | 500000 | 0 | 500000 | 0 | 500000 | 0 | 500000 | 0 | 500000 | 0 | 500000 | 0 | 500000 | 0 | 500000 | 0 | 500000 | 0 | 500000 | 0 | 500000 | 0 | 500000 | 0 | 500000 | 0 | 500000 | 0
| 500000 | 0 | 500000 | 0 | 500000 | 0 | 500000 | 0 | 500000 | 0 | 500000 | 0 | 500000 | 0 | 500000 | 0 | 500000 | 0 | 500000 | 0 | 500000 | 0 | 500000 | 0 | 500000 | 0 | 500000 | 0 | 500000 | 0
| 500000 | 0 | 500000 | 0 | 500000 | 0 | 500000 | 0 | 500000 | 0 | 500000 | 0 | 500000 | 0 | 500000 | 0 | 500000 | 0 | 500000 | 0 | 500000 | 0 | 500000 | 0 | 500000 | 0 | 500000 | 0 | 500000 | 0
| 500000 | 0 | 500000 | 0 | 500000 | 0 | 500000 | 0 | 500000 | 0 | 500000 | 0 | 500000 | 0 | 500000 | 0 | 500000 | 0 | 500000 | 0 | 500000 | 0 | 500000 | 0 | 500000 | 0 | 500000 | 0 | 500000 | 0
Drawing the target LCOE front
Meq | 0.0001 |  | 0.0001 |  | 0.0001 |  | 0.0001 |  | 0.0001 |  | 0.0001 |  | 0.0001 |  | 0.0001 |  | 0.0001 |  | 0.0001 |  | 0.0001 |  | 0.0001 |  | 0.0001 |  | 0.0001 |  | 0.0001
M2 | 1000000 |  | 1000000 |  | 1000000 |  | 1000000 |  | 1000000 |  | 1000000 |  | 1000000 |  | 1000000 |  | 1000000 |  | 1000000 |  | 1000000 |  | 1000000 |  | 1000000 |  | 1000000 |  | 1000000
WhYear | 526756720.4116 |  | 604604812.0166 |  | 690260826.5144 |  | 783382782.763 |  | 881154407.9398 |  | 984266275.639 |  | 1091610224.6275 |  | 1202103866.4376 |  | 1314201444.4172 |  | 1427110677.5845 |  | 1541334826.9036 |  | 1655309569.8274 |  | 1766993087.5203 |  | 1876494163.0205 |  | 1984556492.9426
CF | 12.0264 |  | 13.8038 |  | 15.7594 |  | 17.8855 |  | 20.1177 |  | 22.4718 |  | 24.9226 |  | 27.4453 |  | 30.0046 |  | 32.5824 |  | 35.1903 |  | 37.7925 |  | 40.3423 |  | 42.8423 |  | 45.3095
AEP | 526756.7204 |  | 604604.812 |  | 690260.8265 |  | 783382.7828 |  | 881154.4079 |  | 984266.2756 |  | 1091610.2246 |  | 1202103.8664 |  | 1314201.4444 |  | 1427110.6776 |  | 1541334.8269 |  | 1655309.5698 |  | 1766993.0875 |  | 1876494.163 |  | 1984556.4929
M1v (Cpmu) | 0.1 |  | 0.11601 |  | 0.13459 |  | 0.15614 |  | 0.18114 |  | 0.21015 |  | 0.2438 |  | 0.28284 |  | 0.32813 |  | 0.38068 |  | 0.44164 |  | 0.51235 |  | 0.5944 |  | 0.68958 |  | 0.8
| Pelec | WhYear | Pelec | WhYear | Pelec | WhYear | Pelec | WhYear | Pelec | WhYear | Pelec | WhYear | Pelec | WhYear | Pelec | WhYear | Pelec | WhYear | Pelec | WhYear | Pelec | WhYear | Pelec | WhYear | Pelec | WhYear | Pelec | WhYear | Pelec | WhYear
| 0 | 0 | 0 | 0 | 0 | 0 | 0 | 0 | 0 | 0 | 0 | 0 | 0 | 0 | 0 | 0 | 0 | 0 | 0 | 0 | 0 | 0 | 0 | 0 | 0 | 0 | 0 | 0 | 0 | 0
| 0 | 0 | 0 | 0 | 0 | 0 | 0 | 0 | 0 | 0 | 0 | 0 | 0 | 0 | 0 | 0 | 0 | 0 | 0 | 0 | 0 | 0 | 0 | 0 | 0 | 0 | 0 | 0 | 0 | 0
| 0 | 0 | 0 | 0 | 0 | 0 | 0 | 0 | 0 | 0 | 0 | 0 | 0 | 0 | 0 | 0 | 0 | 0 | 0 | 0 | 0 | 0 | 0 | 0 | 0 | 0 | 0 | 0 | 0 | 0
| 0 | 0 | 0 | 0 | 0 | 0 | 0 | 0 | 0 | 0 | 0 | 0 | 0 | 0 | 0 | 0 | 0 | 0 | 0 | 0 | 0 | 0 | 0 | 0 | 0 | 0 | 0 | 0 | 0 | 0
| 0 | 0 | 0 | 0 | 0 | 0 | 0 | 0 | 0 | 0 | 0 | 0 | 0 | 0 | 0 | 0 | 0 | 0 | 0 | 0 | 0 | 0 | 0 | 0 | 0 | 0 | 0 | 0 | 0 | 0
| 0 | 0 | 0 | 0 | 0 | 0 | 0 | 0 | 0 | 0 | 0 | 0 | 0 | 0 | 0 | 0 | 0 | 0 | 0 | 0 | 0 | 0 | 0 | 0 | 0 | 0 | 0 | 0 | 0 | 0
| 0 | 0 | 0 | 0 | 0 | 0 | 0 | 0 | 0 | 0 | 0 | 0 | 0 | 0 | 0 | 0 | 0 | 0 | 0 | 0 | 0 | 0 | 0 | 0 | 0 | 0 | 0 | 0 | 0 | 0
| 0 | 0 | 0 | 0 | 0 | 0 | 0 | 0 | 0 | 0 | 0 | 0 | 0 | 0 | 0 | 0 | 0 | 0 | 0 | 0 | 0 | 0 | 0 | 0 | 0 | 0 | 0 | 0 | 0 | 0
| 0 | 0 | 0 | 0 | 0 | 0 | 0 | 0 | 0 | 0 | 0 | 0 | 0 | 0 | 0 | 0 | 0 | 0 | 0 | 0 | 0 | 0 | 0 | 0 | 0 | 0 | 0 | 0 | 0 | 0
| 0 | 0 | 0 | 0 | 0 | 0 | 0 | 0 | 0 | 0 | 0 | 0 | 0 | 0 | 0 | 0 | 0 | 0 | 0 | 0 | 0 | 0 | 0 | 0 | 0 | 0 | 0 | 0 | 0 | 0
| 640.625 | 102289.8154 | 743.2079 | 118669.4222 | 862.2173 | 137671.8831 | 1000.2837 | 159717.2 | 1160.4584 | 185292.61 | 1346.282 | 214963.4076 | 1561.8612 | 249385.3626 | 1811.9611 | 289319.2861 | 2102.1093 | 335647.8062 | 2438.7188 | 389394.885 | 2829.2294 | 451748.455 | 3282.2722 | 524086.6566 | 3807.8604 | 608008.3308 | 4417.6107 | 705368.3295 | 5125 | 818318.5236
| 852.6719 | 227375.5556 | 989.2097 | 263785.0669 | 1147.6112 | 306024.8057 | 1331.3776 | 355028.3762 | 1544.5702 | 411878.8362 | 1791.9013 | 477832.7541 | 2078.8373 | 554347.8119 | 2411.7202 | 643115.1833 | 2797.9075 | 746096.8239 | 3245.9348 | 865568.8539 | 3765.7043 | 1004171.8766 | 4368.7043 | 1164969.3002 | 5068.2622 | 1351515.1182 | 5879.8399 | 1567932.3998 | 6821.375 | 1819004.4446
| 1107 | 379828.2965 | 1284.2632 | 440649.9737 | 1489.9115 | 511210.9803 | 1728.4902 | 593070.891 | 2005.2722 | 688038.9422 | 2326.3752 | 798214.2169 | 2698.8962 | 926031.7562 | 3131.0688 | 1074316.6472 | 3632.4449 | 1246346.3143 | 4214.1061 | 1445922.9905 | 4888.9084 | 1677457.774 | 5671.7663 | 1946068.0532 | 6579.9828 | 2257690.7344 | 7633.6313 | 2619213.3581 | 8856 | 3038626.3722
| 1407.4531 | 600345.32 | 1632.8277 | 696478.2559 | 1894.2914 | 808004.8862 | 2197.6232 | 937390.229 | 2549.5272 | 1087493.9089 | 2957.7815 | 1261633.6745 | 3431.4091 | 1463658.2795 | 3980.8786 | 1698032.9724 | 4618.3342 | 1969937.9527 | 5357.8653 | 2285382.9174 | 6215.817 | 2651339.9167 | 7211.152 | 3075897.3431 | 8365.8693 | 3568438.8941 | 9705.4908 | 4139850.8115 | 11259.625 | 4802762.5598
| 1757.875 | 819629.1118 | 2039.3625 | 950875.8297 | 2365.9243 | 1103138.9856 | 2744.7784 | 1279783.9764 | 3184.2979 | 1484714.9416 | 3694.1977 | 1722461.4796 | 4285.7472 | 1998278.1505 | 4972.0213 | 2318261.1919 | 5768.188 | 2689482.9373 | 6691.8444 | 3120148.2022 | 7763.4055 | 3619775.6671 | 9006.5548 | 4199408.1132 | 10448.7689 | 4871856.7532 | 12121.9238 | 5651984.1679 | 14063 | 6557032.8947
| 2162.1094 | 1110915.3441 | 2508.3267 | 1288805.5516 | 2909.9834 | 1495181.1838 | 3375.9574 | 1734603.6591 | 3916.5472 | 2012364.6006 | 4543.7016 | 2334603.3708 | 5271.2817 | 2708441.9369 | 6115.3687 | 3142143.0651 | 7094.619 | 3645292.5105 | 8230.676 | 4229010.9802 | 9548.6493 | 4906199.9784 | 11077.6686 | 5691826.7564 | 12851.5288 | 6603255.4765 | 14909.4362 | 7660630.7 | 17296.875 | 8887322.7529
| 2624 | 1501089.6162 | 3044.1795 | 1741458.1957 | 3531.6421 | 2020316.8146 | 4097.1619 | 2343828.9467 | 4753.2377 | 2719144.7322 | 5514.3709 | 3154559.7928 | 6397.3836 | 3659697.4639 | 7421.7927 | 4245722.5499 | 8610.2398 | 4925587.5026 | 9988.9923 | 5714318.8296 | 11588.5237 | 6629349.2851 | 13444.1868 | 7690902.8994 | 15596.9962 | 8922442.4536 | 18094.5335 | 10351187.6561 | 20992 | 12008716.9293
| 3147.3906 | 1978511.9863 | 3651.3804 | 2295329.9235 | 4236.0737 | 2662879.678 | 4914.3936 | 3089285.02 | 5701.3322 | 3583970.1956 | 6614.2833 | 4157869.2534 | 7673.4243 | 4823666.2359 | 8902.1649 | 5596076.9197 | 10327.6632 | 6492173.291 | 11981.4256 | 7531761.0463 | 13900.0041 | 8737817.4366 | 16125.8032 | 10136998.7561 | 18708.0181 | 11760230.1364 | 21703.7215 | 13643388.5289 | 25179.125 | 15828095.8903
| 3736.125 | 2478126.1319 | 4334.3885 | 2874946.9825 | 5028.4514 | 3335310.4565 | 5833.6543 | 3869391.7398 | 6767.7935 | 4488994.8906 | 7851.5164 | 5207815.0252 | 9108.7747 | 6041739.1624 | 10567.3572 | 7009199.1086 | 12259.5016 | 8131577.871 | 14222.6082 | 9433682.4832 | 16500.0659 | 10944292.4153 | 19142.2113 | 12696795.213 | 22207.4418 | 14729925.2266 | 25763.5058 | 17088619.0608 | 29889 | 19825009.055
| 4394.0469 | 3065721.0264 | 5097.663 | 3556633.0949 | 5913.9486 | 4126154.5425 | 6860.9456 | 4786873.2198 | 7959.5843 | 5553392.0758 | 9234.1479 | 6442653.511 | 10712.8062 | 7474311.5564 | 12428.2413 | 8671168.432 | 14418.3679 | 10059677.3246 | 16727.1724 | 11670527.3282 | 19405.6845 | 13539321.8871 | 22513.1048 | 15707365.1543 | 26118.1144 | 18222575.8822 | 30300.392 | 21140545.71 | 35152.375 | 24525768.2109
| 5125 | 3832894.6422 | 5945.6632 | 4446653.7615 | 6897.7385 | 5158693.6655 | 8002.2693 | 5984752.2196 | 9283.6674 | 6943086.6508 | 10770.2557 | 8054879.0681 | 12494.8899 | 9344701.7757 | 14495.6889 | 10841063.0775 | 16816.8747 | 12577035.8713 | 19509.7506 | 14590988.9658 | 22633.8353 | 16927435.2996 | 26258.1774 | 19638015.0789 | 30462.8832 | 22782638.3633 | 35340.8858 | 26430808.1814 | 41000 | 30663157.1377
| 5932.8281 | 4691390.6874 | 6882.8483 | 5442620.2633 | 7984.9946 | 6314143.6644 | 9263.627 | 7325223.7409 | 10747.0055 | 8498206.9939 | 12467.9172 | 9859019.925 | 14464.3969 | 11437738.5708 | 16780.5718 | 13269256.5569 | 19467.6345 | 15394054.486 | 22584.975 | 17859095.0557 | 26201.4935 | 20718861.2624 | 30397.1226 | 24036559.7438 | 35264.5951 | 27885519.282 | 40911.493 | 32350810.2718 | 47462.625 | 37531125.499
| 6821.375 | 5719306.1573 | 7913.6777 | 6635135.2207 | 9180.89 | 7697615.301 | 10651.0204 | 8930229.8692 | 12356.5613 | 10360221.6965 | 14335.2103 | 12019197.9563 | 16630.6985 | 13943824.5485 | 19293.7619 | 16176640.5285 | 22383.2602 | 18766996.0732 | 25967.478 | 21772143.7251 | 30125.6347 | 25258504.0742 | 34949.6341 | 29303132.7604 | 40546.0975 | 33995425.3988 | 47038.719 | 39439091.8836 | 54571 | 45754449.2584
| 7794.4844 | 6878302.8292 | 9042.6105 | 7979721.3342 | 10490.5981 | 9257509.1534 | 12170.4513 | 10739908.5982 | 14119.2977 | 12459683.0885 | 16380.2126 | 14454844.8769 | 19003.1657 | 16769490.0752 | 22046.1308 | 19454778.124 | 25576.3643 | 22570059.8351 | 29671.8919 | 26184189.771 | 34423.2342 | 30377048.4138 | 39935.4055 | 35241306.4498 | 46330.2374 | 40884475.1912 | 53749.0697 | 47431280.9669 | 62355.875 | 55026422.6333
| 8856 | 8062573.3965 | 10274.106 | 9353628.4369 | 11919.2922 | 10851419.1468 | 13827.9214 | 12589050.4526 | 16042.1773 | 14604926.8101 | 18611.0018 | 16943605.2249 | 21591.1698 | 19656774.0489 | 25048.5504 | 22804401.0904 | 29059.5594 | 26456055.8764 | 33712.849 | 30692447.9918 | 39111.2673 | 35607211.3264 | 45374.1305 | 41308972.1253 | 52639.8621 | 47923752.4421 | 61069.0507 | 55597753.3387 | 70848 | 64500587.1719
| 10009.7656 | 9371163.809 | 11612.6234 | 10871762.647 | 13472.1456 | 12612651.2447 | 15629.4322 | 14632307.6007 | 18132.1629 | 16975369.3796 | 21035.6556 | 19693625.381 | 24404.0819 | 22847153.199 | 28311.8924 | 26505653.6758 | 32845.4583 | 30749987.7725 | 38104.9816 | 35673964.5873 | 44206.7095 | 41386415.1941 | 51285.5026 | 48013596.3456 | 59497.8187 | 55701984.0179 | 69025.1676 | 64621508.3355 | 80078.125 | 74969310.4716
| 11259.625 | 11191482.6777 | 13062.622 | 12983568.084 | 15154.3315 | 15062618.7742 | 17580.9857 | 17474586.9763 | 20396.2173 | 20272781.0795 | 23662.2517 | 23519049.6939 | 27451.2731 | 27285140.2958 | 31847.0285 | 31654292.8948 | 36946.6737 | 36723075.4378 | 42862.922 | 42603519.1428 | 49726.5361 | 49425595.1747 | 57689.2156 | 57340085.2607 | 66926.9543 | 66521917.8705 | 77643.9262 | 77174031.5172 | 90077 | 89531861.4217
| 12609.4219 | 12890263.9843 | 14628.561 | 14954374.222 | 16971.0234 | 17349008.8746 | 19688.5833 | 20127095.366 | 22841.3032 | 23350033.8907 | 26498.8678 | 27089061.2036 | 30742.1148 | 31426815.498 | 35664.8305 | 36459171.9794 | 41375.818 | 42297356.8687 | 48001.3026 | 49070406.8644 | 55687.7224 | 56928021.7583 | 64604.9631 | 66043870.788 | 74950.1161 | 76619435.2248 | 86951.832 | 88888458.0925 | 100875.375 | 103122111.8746
| 14063 | 14700670.97 | 16314.8998 | 17054680.592 | 18927.3945 | 19785635.9986 | 21958.227 | 22953898.1449 | 25474.3834 | 26629490.7367 | 29553.5815 | 30893655.5623 | 34285.9779 | 35840637.1531 | 39776.1703 | 41579776.1596 | 46145.5041 | 48237920.2615 | 53534.7556 | 55962229.0555 | 62107.244 | 64923427.3137 | 72052.4386 | 75319575.706 | 83590.1514 | 87380453.0702 | 96975.3907 | 101372631.083 | 112504 | 117605367.7597
| 15624.2031 | 17086272.1279 | 18126.0974 | 19822286.632 | 21028.6181 | 22996417.0742 | 24395.9182 | 26678819.6879 | 28302.4206 | 30950881.5132 | 32834.4707 | 35907028.1242 | 38092.2338 | 41656797.9031 | 44191.9195 | 48327275.1245 | 51268.3446 | 56065892.105 | 59477.9133 | 65043689.2628 | 69002.076 | 75459096.3109 | 80051.3359 | 87542314.8849 | 92869.9071 | 101560411.9613 | 107741.108 | 117823218.0385 | 124993.625 | 136690177.0232
| 17296.875 | 19571914.6433 | 20066.6132 | 22705953.592 | 23279.8675 | 26341843.8328 | 27007.6589 | 30559947.6473 | 31332.3775 | 35453491.9364 | 36349.6129 | 41130638.9293 | 42170.2535 | 47716862.2136 | 48922.95 | 55357733.776 | 56756.952 | 64222133.7963 | 65845.4082 | 74505984.9689 | 76389.194 | 86436583.7674 | 88621.3486 | 100277620.6405 | 102812.2306 | 116335014.4 | 119275.4897 | 134963668.4458 | 138375 | 156575317.1463
| 19084.8594 | 22124041.7028 | 22140.9065 | 25666751.2263 | 25686.316 | 29776752.1527 | 29799.4506 | 34544885.7972 | 34571.217 | 40076535.6077 | 40107.0858 | 46493967.8883 | 46529.4082 | 53939017.6579 | 53980.1335 | 62576239.1138 | 62623.9392 | 72596533.9748 | 72651.8724 | 84221372.7479 | 84285.5733 | 97707690.7791 | 97782.1702 | 113353563.0696 | 113439.969 | 131504799.4535 | 131605.0412 | 152562581.8161 | 152678.875 | 176992333.6227
| 20992 | 24763609.9325 | 24353.4364 | 28728991.9328 | 28253.137 | 33329347.5609 | 32777.2951 | 38666356.199 | 38025.9017 | 44857974.3505 | 44114.9672 | 52041055.6292 | 51179.0691 | 60374357.062 | 59374.3417 | 70042065.4269 | 68881.9187 | 81257858.485 | 79911.9384 | 94269629.877 | 92708.1892 | 109364969.3106 | 107553.4944 | 126877514.4261 | 124775.9694 | 147194332.8285 | 144756.2683 | 170764470.4857 | 167936 | 198108879.46
| 23022.1406 | 28049025.1886 | 26708.6622 | 32540498.7626 | 30985.5037 | 37751188.6112 | 35947.194 | 43796264.0316 | 41703.3945 | 50809330.9455 | 48381.3347 | 58945399.4859 | 56128.6073 | 68384289.1482 | 65116.4464 | 79334622.972 | 75543.5031 | 92038427.581 | 87640.2383 | 106776484.9369 | 101674.0172 | 123874539.5888 | 117955.0149 | 143710493.2482 | 136843.079 | 166722766.2033 | 158755.6767 | 193419979.8426 | 184177.125 | 224392201.5089
| 25179.125 | 31390981.7795 | 29211.0432 | 36417600.8573 | 33888.5894 | 42249128.6553 | 39315.1491 | 49014456.5446 | 45610.658 | 56863109.1889 | 52914.2661 | 65968565.7097 | 61387.3941 | 76532070.5523 | 71217.3195 | 88787103.5608 | 82621.3053 | 103004528.0998 | 95851.4046 | 119498580.4532 | 111200.0326 | 138633816.6489 | 129006.4253 | 160833164.2453 | 149664.1449 | 186587279.9831 | 173629.7721 | 216465385.9521 | 201433 | 251127854.2362
| 27466.7969 | 35091395.7673 | 31865.0386 | 40710559.9166 | 36967.5674 | 47229516.5814 | 42887.162 | 54792351.0327 | 49754.655 | 63566214.1158 | 57721.8389 | 73745034.9205 | 66964.8006 | 85553780.8757 | 77687.8326 | 99253454.7649 | 90127.9377 | 115146849.7149 | 104560.0695 | 133585244.6337 | 121303.2109 | 154976169.937 | 140727.4192 | 179792408.4909 | 163262.0144 | 208582456.3568 | 189405.06 | 241982636.3416 | 219734.375 | 280731166.1381
| 29889 | 38342616.1774 | 34675.1076 | 44482396.3003 | 40227.6111 | 51605334.7817 | 46669.2346 | 59868866.4035 | 54142.3483 | 69455628.5494 | 62812.131 | 80577517.8535 | 72870.198 | 93480344.9939 | 84538.8576 | 108449294.681 | 98076.0131 | 125815213.8471 | 113780.8654 | 145961927.4173 | 132000.5273 | 169334723.5301 | 153137.6903 | 196450188.4192 | 177659.5345 | 227907636.3467 | 206108.0461 | 264402345.4744 | 239112 | 306740929.419
| 32449.5781 | 42649560.1831 | 37645.7096 | 49479008.6654 | 43673.8937 | 57402051.5803 | 50667.3684 | 66593808.0217 | 58780.7007 | 77257430.6398 | 68193.22 | 89628617.9638 | 79112.9573 | 103980792.0593 | 91781.2662 | 120631171.8248 | 106478.1441 | 139947767.5205 | 123528.4245 | 162357518.3034 | 143308.9572 | 188355730.5759 | 166256.9322 | 218517017.5973 | 192879.5525 | 253508013.3181 | 223765.2362 | 294102095.008 | 259596.625 | 341196481.4645
| 35152.375 | 46543472.6181 | 40781.3037 | 53996450.9624 | 47311.5885 | 62642869.1054 | 54887.5651 | 72673834.5458 | 63676.6748 | 84311047.8067 | 73873.1836 | 97811726.7352 | 85702.4499 | 113474256.8798 | 99425.9301 | 131644819.2812 | 115346.9434 | 152725023.6016 | 133817.3792 | 177180788.6193 | 155245.4761 | 205552642.2992 | 180104.8384 | 238467660.1935 | 208944.9155 | 276653340.0509 | 242403.1359 | 320953668.6236 | 281219 | 372347780.945
| 38001.2344 | 51435579.5779 | 44086.3492 | 59671928.0744 | 51145.8689 | 69227156.841 | 59335.8266 | 80312460.3676 | 68837.2334 | 93172841.7504 | 79860.0995 | 108092554.5762 | 92648.0468 | 125401347.2023 | 107483.7211 | 145481787.1824 | 124695.0236 | 168777696.702 | 144662.3618 | 195803966.487 | 167827.0592 | 227157938.4972 | 194701.1028 | 263532599.1526 | 225878.4707 | 305731912.28 | 262048.2508 | 354688574.6743 | 304009.875 | 411484636.6234
| 41000 | 56836481.8336 | 47565.3054 | 65937673.5677 | 55181.9082 | 76496232.2671 | 64018.1544 | 88745528.5262 | 74269.3393 | 102956291.5589 | 86162.0453 | 119442622.4984 | 99959.1193 | 138568894.3462 | 115965.5111 | 160757845.4867 | 134534.9974 | 186499900.8708 | 156078.0046 | 216364016.4163 | 181070.6821 | 251010256.9212 | 210065.4188 | 291204374.6216 | 243703.0652 | 337834752.1469 | 282727.0866 | 391932022.4731 | 328000 | 454691854.6685
| 44152.5156 | 62432352.9526 | 51222.6315 | 72429608.1715 | 59424.8796 | 84027716.3254 | 68940.5503 | 97483024.6555 | 79979.9552 | 113092917.1887 | 92787.0988 | 131202420.0802 | 107645.0385 | 152211780.9017 | 124882.1717 | 176585359.008 | 144879.4774 | 204861864.4429 | 168078.9399 | 237666270.0324 | 194993.32 | 275723627.6644 | 226217.4801 | 319875082.1869 | 262441.5462 | 371096482.4927 | 304466.149 | 430519933.1678 | 353220.125 | 499458823.621
| 47462.625 | 67358344.0531 | 55062.7867 | 78144395.2713 | 63879.9565 | 90657608.7327 | 74109.016 | 105174557.798 | 85976.0439 | 122016090.4675 | 99743.3377 | 141554455.8936 | 115715.1755 | 164221481.6843 | 134244.5748 | 190518165.7309 | 155741.0764 | 221025722.9769 | 180679.8001 | 256418437.3895 | 209611.9484 | 297478568.3615 | 243176.9804 | 345113628.1266 | 282116.7609 | 400376461.2814 | 327291.9436 | 464488496.8862 | 379701 | 538866752.4248
| 50934.1719 | 72949614.0484 | 59090.2303 | 84630991.9762 | 68552.3121 | 98182900.1377 | 79529.5532 | 113904869.6481 | 92264.5681 | 132144381.404 | 107038.8396 | 153304584.1526 | 124178.9015 | 177853150.5745 | 144063.592 | 206332665.309 | 167132.4068 | 239372588.691 | 193895.2174 | 277703175.5369 | 224943.5425 | 322171618.8945 | 260963.6133 | 373760761.6189 | 302751.5563 | 433610842.6525 | 351230.9762 | 503044679.2317 | 407473.375 | 583596912.3872
| 54571 | 79430246.68 | 63309.4215 | 92149364.4227 | 73447.1198 | 106905184.8926 | 85208.1635 | 124023848.6827 | 98852.4906 | 143883705.8868 | 114681.6823 | 166923719.8203 | 133045.5878 | 193653109.8515 | 154350.0953 | 224662662.2693 | 179066.0815 | 260637756.8432 | 207739.8241 | 302373522.1146 | 241005.0779 | 350792413.3101 | 279597.0724 | 406964586.2004 | 324368.7798 | 472131575.2562 | 376309.7523 | 547733712.9695 | 436568 | 635441973.4398
| 58376.9531 | 86479373.5009 | 67724.8196 | 100327263.692 | 78569.5529 | 116392606.0908 | 91150.8487 | 135030485.0048 | 105746.7741 | 156652827.634 | 122679.9434 | 181737553.5879 | 142324.6054 | 210839073.4822 | 165114.9562 | 244600603.6011 | 191554.7131 | 283768348.5147 | 222228.2526 | 329208001.3435 | 257813.5298 | 381923881.6438 | 299097.0514 | 443081117.3667 | 346991.2784 | 514031424.3599 | 402554.7776 | 596342959.0467 | 467015.625 | 691834988.0075
| 62355.875 | 93075542.4791 | 72340.8839 | 107979673.2509 | 83924.7846 | 125270391.2377 | 97363.6106 | 145329864.6168 | 112954.3814 | 168601440.1197 | 131041.7006 | 195599490.4245 | 152025.3256 | 226920713.5263 | 176369.0467 | 263257386.695 | 204610.9142 | 305412630.864 | 237375.1352 | 354318169.4438 | 275385.8736 | 411054925.9393 | 319483.2438 | 476876897.8269 | 370641.8993 | 553238902.3732 | 429992.5578 | 641828706.3127 | 498847 | 744604339.8325
| 66511.6094 | 99447563.7846 | 77162.0735 | 115372042.5049 | 89517.9884 | 133846495.9872 | 103852.4507 | 155279255.9285 | 120482.2752 | 180144020.9092 | 139775.0317 | 208990377.9459 | 162157.1194 | 242455875.4254 | 188123.2384 | 281280184.4374 | 218247.2974 | 326321408.1756 | 253195.1042 | 378575056.5325 | 293739.0848 | 439196053.8454 | 340775.3434 | 509524247.1964 | 395343.4897 | 591114051.7312 | 458649.5986 | 685768779.9583 | 500000 | 792505911.9446
| 70848 | 107649079.3553 | 82192.8477 | 124886861.8431 | 95354.3374 | 144884917.4342 | 110623.3708 | 168085253.2485 | 128337.4183 | 195000634.1457 | 148888.0143 | 226225971.998 | 172729.3582 | 262451394.2882 | 200388.4032 | 304477573.3387 | 232476.4755 | 353233380.7606 | 269702.7919 | 409796426.8978 | 312890.1387 | 475416883.5685 | 362993.0437 | 551545096.054 | 421118.8967 | 639863673.2892 | 488552.4056 | 742324648.3246 | 500000 | 850386978.2468
| 75368.8906 | 114343155.6696 | 87437.6659 | 132652856.5811 | 101439.005 | 153894476.0844 | 117682.3726 | 178537507.1766 | 136526.7734 | 207126600.6113 | 158388.7261 | 240293662.4037 | 183751.4129 | 278771735.0907 | 213175.4127 | 323411280.1955 | 247311.0611 | 375198930.5054 | 286912.8307 | 435279306.746 | 332856.0106 | 504980321.7212 | 386156.0384 | 585842509.3331 | 447990.9675 | 679653110.2764 | 500000 | 786733397.4702 | 500000 | 894795727.3923
| 80078.125 | 122414461.4198 | 92900.9871 | 142016615.6783 | 107777.1645 | 164757648.1078 | 125035.4578 | 191140192.487 | 145057.3033 | 221747345.6199 | 168285.2447 | 257255618.7861 | 195232.6549 | 298449798.8563 | 226495.1389 | 346240380.1117 | 262763.6668 | 401683640.2155 | 304839.8527 | 466004996.8924 | 353653.676 | 540626098.2485 | 410284.0211 | 627196222.0812 | 475982.5492 | 727628767.6297 | 500000 | 837129843.1298 | 500000 | 945192173.0519
| 84979.5469 | 129962132.1792 | 98587.2707 | 150772890.4277 | 114373.9891 | 174916059.6924 | 132688.6281 | 202925264.4878 | 153935.9707 | 235419553.4382 | 178585.648 | 273117149.2709 | 207182.4552 | 316851226.219 | 240358.4533 | 367588416.6293 | 278846.9053 | 426450124.7518 | 323498.4904 | 494737323.5143 | 375300.1102 | 573959315.1427 | 435396.6855 | 665867066.4478 | 500000 | 772037516.7752 | 500000 | 881538592.2754 | 500000 | 989600922.1975
| 90077 | 140030068.6385 | 104500.976 | 162452999.5115 | 121234.6523 | 188466497.3866 | 140647.8852 | 218645525.7254 | 163169.7384 | 253657089.754 | 189298.0135 | 294275051.6437 | 219610.1851 | 341397130.1615 | 254776.2279 | 396064840.952 | 295573.3893 | 459486461.4683 | 342903.3761 | 533063748.7097 | 397812.2886 | 618422927.8752 | 461513.7251 | 717450610.0766 | 500000 | 827922684.2394 | 500000 | 937423759.7395 | 500000 | 1045486089.6617
| 95374.3281 | 150214195.4599 | 110646.5621 | 174267904.4504 | 128364.3273 | 202173315.7123 | 148919.2308 | 234547208.7323 | 172765.5692 | 272105098.7875 | 200430.419 | 315677129.6077 | 232525.2157 | 366226309.3787 | 269759.3343 | 424869901.2434 | 312955.7314 | 492904058.4302 | 363069.142 | 571832485.1213 | 421207.1865 | 663399678.8542 | 488654.8337 | 769629460.4631 | 500000 | 881312978.156 | 500000 | 990814053.6561 | 500000 | 1098876383.5783
| 100875.375 | 159475699.4722 | 117028.4883 | 185012447.5433 | 135768.1874 | 214638375.8148 | 157508.6666 | 249008291.5087 | 182730.4257 | 288881825.2245 | 211990.9422 | 335140303.4676 | 245936.9181 | 388806108.9998 | 285318.6444 | 451065390.1786 | 331006.5442 | 523294214.972 | 384010.4206 | 607088998.9222 | 445501.7795 | 704301797.1172 | 500000 | 815535133.7372 | 500000 | 927218651.4301 | 500000 | 1036719726.9302 | 500000 | 1144782056.8524
| 106583.9844 | 168516760.6212 | 123651.2138 | 195501248.3894 | 143451.4059 | 226806741.8234 | 166422.1943 | 263125170.7423 | 193071.2707 | 305259231.0319 | 223987.6607 | 354140213.7183 | 259854.6636 | 410848462.9019 | 301465.0298 | 476637372.5451 | 349738.4405 | 552961023.2201 | 405741.844 | 641506335.1075 | 470713.0427 | 744230360.755 | 500000 | 857947984.0447 | 500000 | 969631501.7376 | 500000 | 1079132577.2378 | 500000 | 1187194907.1599
| 112504 | 177723171.3389 | 130519.198 | 206181876.1314 | 151419.1561 | 239197651.8496 | 175665.8157 | 277500229.8348 | 203795.067 | 321936158.8692 | 236428.6523 | 373487608.2868 | 274287.8234 | 433293943.5667 | 318209.3625 | 502677034.1128 | 369164.0329 | 583170399.8535 | 428278.0446 | 676553120.8232 | 496857.9517 | 784889167.3001 | 500000 | 898863910.2238 | 500000 | 1010547427.9167 | 500000 | 1120048503.4169 | 500000 | 1228110833.339
| 118639.2656 | 187668434.1798 | 137636.9 | 217719667.9439 | 159676.6113 | 252582983.0962 | 185245.5323 | 293028946.2275 | 214908.7774 | 339951478.3902 | 249321.9946 | 394387710.419 | 289245.7684 | 457540765.8785 | 335562.514 | 530806485.0486 | 389295.934 | 615804202.5472 | 451633.6548 | 714412554.4679 | 500000 | 826803042.8981 | 500000 | 940777785.8219 | 500000 | 1052461303.5148 | 500000 | 1161962379.015 | 500000 | 1270024708.9371
| 124993.625 | 197148470.1538 | 145008.7792 | 228717736.3904 | 168228.9449 | 265342165.4097 | 195167.346 | 307831248.83 | 226419.3645 | 357124063.9592 | 262675.7654 | 414310132.1028 | 304737.8701 | 480653352.3882 | 353535.3563 | 557620075.7065 | 410146.7564 | 646911437.0623 | 475823.3068 | 750500971.5011 | 500000 | 864725120.8202 | 500000 | 978699863.744 | 500000 | 1090383381.4369 | 500000 | 1199884456.9371 | 500000 | 1307946786.8592
| 131570.9219 | 206864753.407 | 152639.2947 | 239989882.2512 | 177081.3301 | 278419312.9834 | 205437.2583 | 323002432.2811 | 238333.7912 | 374724599.0242 | 276498.0422 | 434729030.5859 | 320773.4994 | 504341916.2139 | 372138.761 | 585101874.571 | 431729.113 | 678793879.555 | 500000 | 787425100.0042 | 500000 | 901649249.3233 | 500000 | 1015623992.2471 | 500000 | 1127307509.94 | 500000 | 1236808585.4401 | 500000 | 1344870915.3623
| 138375 | 214183589.7022 | 160532.9057 | 248480679.4111 | 186238.9402 | 288269736.217 | 216061.2711 | 334430197.9391 | 250659.0201 | 387982285.2704 | 290796.9029 | 450109662.401 | 337362.0276 | 522185438.9061 | 391383.6 | 605802669.4891 | 454055.6162 | 702809480.0906 | 500000 | 813870759.6078 | 500000 | 928094908.9268 | 500000 | 1042069651.8506 | 500000 | 1153753169.5435 | 500000 | 1263254245.0437 | 500000 | 1371316574.9658
| 145409.7031 | 225937623.5311 | 168694.0716 | 262116879.6245 | 195706.9485 | 304089492.698 | 227045.386 | 352783162.6337 | 263402.0141 | 409274098.1137 | 305580.4251 | 474810920.8209 | 354512.8259 | 550842094.2658 | 411280.7449 | 639048097.3048 | 477138.8788 | 741378477.9101 | 500000 | 854287711.0774 | 500000 | 968511860.3964 | 500000 | 1082486603.3202 | 500000 | 1194170121.0131 | 500000 | 1303671196.5133 | 500000 | 1411733526.4354
| 152678.875 | 238126887.0991 | 177127.2516 | 276258002.6541 | 205490.5284 | 320495024.972 | 238395.6047 | 371815703.0512 | 276569.7359 | 431354306.693 | 320856.6864 | 500426820.3263 | 372235.2654 | 580559851.6115 | 431841.0676 | 673524540.7096 | 500000 | 781296454.6702 | 500000 | 894205687.8374 | 500000 | 1008429837.1565 | 500000 | 1122404580.0803 | 500000 | 1234088097.7732 | 500000 | 1343589173.2734 | 500000 | 1451651503.1955
| 160186.3594 | 246279639.1969 | 185836.905 | 285716250.0537 | 215594.8531 | 331467815.651 | 250117.929 | 384545560.1873 | 290169.1482 | 446122587.4681 | 336633.7647 | 517559937.2914 | 390538.7172 | 600436483.7961 | 453075.4399 | 696584005.6826 | 500000 | 806744164.8547 | 500000 | 919653398.022 | 500000 | 1033877547.3411 | 500000 | 1147852290.2648 | 500000 | 1259535807.9577 | 500000 | 1369036883.4579 | 500000 | 1477099213.38
| 167936 | 258346236.8182 | 194827.4909 | 299715064.7121 | 226025.096 | 347708251.8028 | 262218.3604 | 403386567.7387 | 304207.2138 | 467980593.1495 | 352919.7375 | 542918052.6784 | 409432.5527 | 629855178.215 | 474994.7335 | 730713497.3996 | 500000 | 842670343.9388 | 500000 | 955579577.1061 | 500000 | 1069803726.4251 | 500000 | 1183778469.3489 | 500000 | 1295461987.0418 | 500000 | 1404963062.542 | 500000 | 1513025392.4641
| 175931.6406 | 268704918.6524 | 204103.4687 | 311732476.0532 | 236786.4303 | 361650003.7552 | 274702.9008 | 419560804.1543 | 318690.8954 | 486744799.3896 | 369722.6827 | 564686960.3234 | 428926.1428 | 655109927.3188 | 497609.8201 | 760012273.8197 | 500000 | 872109851.7993 | 500000 | 985019084.9666 | 500000 | 1099243234.2857 | 500000 | 1213217977.2095 | 500000 | 1324901494.9024 | 500000 | 1434402570.4025 | 500000 | 1542464900.3247
| 184177.125 | 280835682.6749 | 213669.2975 | 325805732.0403 | 247884.0294 | 377976801.4793 | 287577.5518 | 438502002.3052 | 333627.1558 | 508719039.1252 | 387050.6777 | 590179922.256 | 449028.8588 | 684685061.1756 | 500000 | 792944604.6468 | 500000 | 905042182.6264 | 500000 | 1017951415.7937 | 500000 | 1132175565.1128 | 500000 | 1246150308.0365 | 500000 | 1357833825.7294 | 500000 | 1467334901.2296 | 500000 | 1575397231.1517
| 192676.2969 | 292180273.3877 | 223529.4367 | 338966925.2571 | 259323.0665 | 393245488.3886 | 300848.3152 | 456215654.9846 | 349022.9577 | 529269167.3415 | 404911.8005 | 614020730.5219 | 469750.0718 | 712343483.0407 | 500000 | 822384112.5073 | 500000 | 934481690.487 | 500000 | 1047390923.6542 | 500000 | 1161615072.9733 | 500000 | 1275589815.8971 | 500000 | 1387273333.59 | 500000 | 1496774409.0902 | 500000 | 1604836739.0123
| 201433 | 302432290.5989 | 233688.3454 | 350860591.8332 | 271108.715 | 407043680.4036 | 314521.1926 | 472223343.2953 | 364885.264 | 547840156.2383 | 423314.1286 | 635565481.0431 | 491099.1531 | 737338180.8817 | 500000 | 847831822.6919 | 500000 | 959929400.6715 | 500000 | 1072838633.8388 | 500000 | 1187062783.1579 | 500000 | 1301037526.0817 | 500000 | 1412721043.7746 | 500000 | 1522222119.2747 | 500000 | 1630284449.1969
| 210451.0781 | 311673149.9692 | 244150.483 | 361581184.4699 | 283246.1481 | 419480954.8782 | 328602.1857 | 486652191.1479 | 381221.0373 | 564579485.9943 | 442265.7397 | 654985269.9133 | 500000 | 759293068.0998 | 500000 | 869786709.9099 | 500000 | 981884287.8896 | 500000 | 1094793521.0568 | 500000 | 1209017670.3759 | 500000 | 1322992413.2997 | 500000 | 1434675930.9926 | 500000 | 1544177006.4928 | 500000 | 1652239336.4149
| 219734.375 | 323295190.9381 | 254920.3086 | 375064255.8859 | 295740.5393 | 435123062.1427 | 343097.2962 | 504799059.7623 | 398037.2403 | 585632200.7279 | 461774.7115 | 679409143.5825 | 500000 | 785738727.7033 | 500000 | 896232369.5135 | 500000 | 1008329947.4931 | 500000 | 1121239180.6604 | 500000 | 1235463329.9795 | 500000 | 1349438072.9033 | 500000 | 1461121590.5962 | 500000 | 1570622666.0963 | 500000 | 1678684996.0185
| 229286.7344 | 336108918.486 | 266002.2816 | 389929837.9378 | 308597.0617 | 452369060.6121 | 358012.5259 | 524806649.7281 | 415340.8359 | 608843592.8974 | 481849.1218 | 706337362.4469 | 500000 | 813681311.4354 | 500000 | 924174953.2455 | 500000 | 1036272531.2252 | 500000 | 1149181764.3925 | 500000 | 1263405913.7115 | 500000 | 1377380656.6353 | 500000 | 1489064174.3282 | 500000 | 1598565249.8284 | 500000 | 1706627579.7505
| 239112 | 345176542.3821 | 277400.8611 | 400449455.0078 | 321820.8886 | 464573177.4274 | 373353.8765 | 538965004.5238 | 433138.7868 | 625269115.7214 | 500000 | 725298401.408 | 500000 | 832642350.3964 | 500000 | 943135992.2066 | 500000 | 1055233570.1862 | 500000 | 1168142803.3535 | 500000 | 1282366952.6726 | 500000 | 1396341695.5964 | 500000 | 1508025213.2893 | 500000 | 1617526288.7894 | 500000 | 1725588618.7115
| 249214.0156 | 352886334.8272 | 289120.5064 | 409393811.8913 | 335417.1935 | 474949788.6212 | 389127.3495 | 551003216.3077 | 451438.0557 | 639234998.4296 | 500000 | 740766617.4025 | 500000 | 848110566.391 | 500000 | 958604208.2011 | 500000 | 1070701786.1807 | 500000 | 1183611019.348 | 500000 | 1297835168.6671 | 500000 | 1411809911.5909 | 500000 | 1523493429.2838 | 500000 | 1632994504.784 | 500000 | 1741056834.7061
| 259596.625 | 363767035.4731 | 301165.6768 | 422016832.6032 | 349391.1495 | 489594125.7967 | 405338.9469 | 567992542.5012 | 470245.6054 | 658944814.2368 | 500000 | 761723555.2015 | 500000 | 869067504.19 | 500000 | 979561146.0001 | 500000 | 1091658723.9798 | 500000 | 1204567957.1471 | 500000 | 1318792106.4661 | 500000 | 1432766849.3899 | 500000 | 1544450367.0828 | 500000 | 1653951442.583 | 500000 | 1762013772.5051
| 270263.6719 | 372397738.6515 | 313540.8315 | 432029565.1032 | 363747.93 | 501210190.9306 | 421994.6701 | 581468681.2489 | 489568.3987 | 674578878.2064 | 500000 | 777690745.9056 | 500000 | 885034694.8941 | 500000 | 995528336.7042 | 500000 | 1107625914.6838 | 500000 | 1220535147.8511 | 500000 | 1334759297.1702 | 500000 | 1448734040.094 | 500000 | 1560417557.7869 | 500000 | 1669918633.287 | 500000 | 1777980963.2092
| 281219 | 380536366.4437 | 326250.4297 | 441471426.4806 | 378492.7083 | 512163971.7039 | 439100.521 | 594176484.4344 | 500000 | 689049144.7819 | 500000 | 792161012.4811 | 500000 | 899504961.4696 | 500000 | 1009998603.2797 | 500000 | 1122096181.2594 | 500000 | 1235005414.4266 | 500000 | 1349229563.7457 | 500000 | 1463204306.6695 | 500000 | 1574887824.3624 | 500000 | 1684388899.8626 | 500000 | 1792451229.7847
| 292466.4531 | 391627302.0687 | 339298.9308 | 454338346.9726 | 393630.6578 | 527091264.1798 | 456662.5013 | 611494075.3925 | 500000 | 708010183.743 | 500000 | 811122051.4421 | 500000 | 918466000.4306 | 500000 | 1028959642.2407 | 500000 | 1141057220.2204 | 500000 | 1253966453.3877 | 500000 | 1368190602.7067 | 500000 | 1482165345.6305 | 500000 | 1593848863.3234 | 500000 | 1703349938.8236 | 500000 | 1811412268.7457
| 304009.875 | 403762761.1938 | 352690.7939 | 468417049.8861 | 409166.9516 | 543424381.0433 | 474686.6126 | 630442604.5628 | 500000 | 727969172.123 | 500000 | 831081039.8222 | 500000 | 938424988.8107 | 500000 | 1048918630.6208 | 500000 | 1161016208.6004 | 500000 | 1273925441.7677 | 500000 | 1388149591.0868 | 500000 | 1502124334.0106 | 500000 | 1613807851.7035 | 500000 | 1723308927.2036 | 500000 | 1831371257.1258
| 315853.1094 | 415110156.5655 | 366430.4783 | 481581496.8702 | 425106.7631 | 558696842.7435 | 493178.8567 | 648160636.4882 | 500000 | 745932261.6651 | 500000 | 849044129.3642 | 500000 | 956388078.3527 | 500000 | 1066881720.1628 | 500000 | 1178979298.1425 | 500000 | 1291888531.3097 | 500000 | 1406112680.6288 | 500000 | 1520087423.5526 | 500000 | 1631770941.2455 | 500000 | 1741272016.7457 | 500000 | 1849334346.6678
| 328000 | 423947996.6202 | 380522.4432 | 491834534.9502 | 441455.2656 | 570591693.4407 | 500000 | 661632953.6448 | 500000 | 759404578.8216 | 500000 | 862516446.5207 | 500000 | 969860395.5092 | 500000 | 1080354037.3194 | 500000 | 1192451615.299 | 500000 | 1305360848.4663 | 500000 | 1419584997.7854 | 500000 | 1533559740.7091 | 500000 | 1645243258.402 | 500000 | 1754744333.9022 | 500000 | 1862806663.8243
| 340454.3906 | 434820196.9824 | 394971.1479 | 504447694.2331 | 458217.6324 | 585224590.0827 | 500000 | 677600144.3488 | 500000 | 775371769.5256 | 500000 | 878483637.2248 | 500000 | 985827586.2133 | 500000 | 1096321228.0234 | 500000 | 1208418806.003 | 500000 | 1321328039.1703 | 500000 | 1435552188.4894 | 500000 | 1549526931.4132 | 500000 | 1661210449.1061 | 500000 | 1770711524.6062 | 500000 | 1878773854.5284
| 353220.125 | 443632592.4455 | 409781.0517 | 514671213.2943 | 475399.0369 | 597085194.899 | 500000 | 690074512.0863 | 500000 | 787846137.2631 | 500000 | 890958004.9623 | 500000 | 998301953.9508 | 500000 | 1108795595.7609 | 500000 | 1220893173.7406 | 500000 | 1333802406.9078 | 500000 | 1448026556.2269 | 500000 | 1562001299.1507 | 500000 | 1673684816.8436 | 500000 | 1783185892.3438 | 500000 | 1891248222.2659
| 366301.0469 | 450578040.8668 | 424956.6137 | 522728832.204 | 493004.6522 | 606433075.3182 | 500000 | 699555031.5668 | 500000 | 797326656.7437 | 500000 | 900438524.4428 | 500000 | 1007782473.4313 | 500000 | 1118276115.2414 | 500000 | 1230373693.2211 | 500000 | 1343282926.3884 | 500000 | 1457507075.7074 | 500000 | 1571481818.6312 | 500000 | 1683165336.3241 | 500000 | 1792666411.8243 | 500000 | 1900728741.7464
| 379701 | 455504031.9673 | 440502.2933 | 528443619.3038 | 500000 | 612919746.5417 | 500000 | 706041702.7904 | 500000 | 803813327.9672 | 500000 | 906925195.6663 | 500000 | 1014269144.6548 | 500000 | 1124762786.4649 | 500000 | 1236860364.4446 | 500000 | 1349769597.6119 | 500000 | 1463993746.9309 | 500000 | 1577968489.8547 | 500000 | 1689652007.5476 | 500000 | 1799153083.0478 | 500000 | 1907215412.9699
| 393423.8281 | 461393288.1778 | 456422.5497 | 535275918.5777 | 500000 | 620404367.1843 | 500000 | 713526323.4329 | 500000 | 811297948.6097 | 500000 | 914409816.3088 | 500000 | 1021753765.2973 | 500000 | 1132247407.1075 | 500000 | 1244344985.0871 | 500000 | 1357254218.2544 | 500000 | 1471478367.5735 | 500000 | 1585453110.4972 | 500000 | 1697136628.1901 | 500000 | 1806637703.6903 | 500000 | 1914700033.6124
| 407473.375 | 466272941.9918 | 472721.8421 | 540936948.4292 | 500000 | 626392063.6983 | 500000 | 719514019.9469 | 500000 | 817285645.1237 | 500000 | 920397512.8229 | 500000 | 1027741461.8113 | 500000 | 1138235103.6215 | 500000 | 1250332681.6011 | 500000 | 1363241914.7684 | 500000 | 1477466064.0875 | 500000 | 1591440807.0113 | 500000 | 1703124324.7042 | 500000 | 1812625400.2043 | 500000 | 1920687730.1264
| 421853.4844 | 474271722.3449 | 489404.6297 | 550216568.681 | 500000 | 635872583.1788 | 500000 | 728994539.4274 | 500000 | 826766164.6042 | 500000 | 929878032.3034 | 500000 | 1037221981.2919 | 500000 | 1147715623.102 | 500000 | 1259813201.0816 | 500000 | 1372722434.2489 | 500000 | 1486946583.568 | 500000 | 1600921326.4918 | 500000 | 1712604844.1847 | 500000 | 1822105919.6848 | 500000 | 1930168249.607
| 436568 | 479064122.9464 | 500000 | 555705290.4855 | 500000 | 641361304.9833 | 500000 | 734483261.2319 | 500000 | 832254886.4087 | 500000 | 935366754.1079 | 500000 | 1042710703.0964 | 500000 | 1153204344.9065 | 500000 | 1265301922.8861 | 500000 | 1378211156.0534 | 500000 | 1492435305.3725 | 500000 | 1606410048.2963 | 500000 | 1718093565.9892 | 500000 | 1827594641.4894 | 500000 | 1935656971.4115
| 451620.7656 | 484472459.1144 | 500000 | 561692986.9995 | 500000 | 647349001.4973 | 500000 | 740470957.7459 | 500000 | 838242582.9228 | 500000 | 941354450.6219 | 500000 | 1048698399.6104 | 500000 | 1159192041.4205 | 500000 | 1271289619.4002 | 500000 | 1384198852.5674 | 500000 | 1498423001.8865 | 500000 | 1612397744.8103 | 500000 | 1724081262.5032 | 500000 | 1833582338.0034 | 500000 | 1941644667.9255
| 467015.625 | 490531212.7456 | 500000 | 568179658.223 | 500000 | 653835672.7208 | 500000 | 746957628.9694 | 500000 | 844729254.1463 | 500000 | 947841121.8454 | 500000 | 1055185070.8339 | 500000 | 1165678712.644 | 500000 | 1277776290.6237 | 500000 | 1390685523.791 | 500000 | 1504909673.11 | 500000 | 1618884416.0338 | 500000 | 1730567933.7267 | 500000 | 1840069009.2269 | 500000 | 1948131339.149
| 482756.4219 | 495830644.1437 | 500000 | 573668380.0275 | 500000 | 659324394.5253 | 500000 | 752446350.7739 | 500000 | 850217975.9508 | 500000 | 953329843.6499 | 500000 | 1060673792.6384 | 500000 | 1171167434.4485 | 500000 | 1283265012.4282 | 500000 | 1396174245.5955 | 500000 | 1510398394.9145 | 500000 | 1624373137.8383 | 500000 | 1736056655.5312 | 500000 | 1845557731.0314 | 500000 | 1953620060.9535
| 498847 | 500311060.8081 | 500000 | 578159152.413 | 500000 | 663815166.9108 | 500000 | 756937123.1595 | 500000 | 854708748.3363 | 500000 | 957820616.0354 | 500000 | 1065164565.0239 | 500000 | 1175658206.834 | 500000 | 1287755784.8137 | 500000 | 1400665017.981 | 500000 | 1514889167.3001 | 500000 | 1628863910.2238 | 500000 | 1740547427.9167 | 500000 | 1850048503.4169 | 500000 | 1958110833.339
| 500000 | 504302858.4841 | 500000 | 582150950.089 | 500000 | 667806964.5869 | 500000 | 760928920.8355 | 500000 | 858700546.0123 | 500000 | 961812413.7114 | 500000 | 1069156362.6999 | 500000 | 1179650004.5101 | 500000 | 1291747582.4897 | 500000 | 1404656815.657 | 500000 | 1518880964.9761 | 500000 | 1632855707.8998 | 500000 | 1744539225.5927 | 500000 | 1854040301.0929 | 500000 | 1962102631.015
| 500000 | 508793630.8696 | 500000 | 586641722.4746 | 500000 | 672297736.9724 | 500000 | 765419693.221 | 500000 | 863191318.3978 | 500000 | 966303186.0969 | 500000 | 1073647135.0854 | 500000 | 1184140776.8956 | 500000 | 1296238354.8752 | 500000 | 1409147588.0425 | 500000 | 1523371737.3616 | 500000 | 1637346480.2853 | 500000 | 1749029997.9782 | 500000 | 1858531073.4784 | 500000 | 1966593403.4005
| 500000 | 515280302.0931 | 500000 | 593128393.6981 | 500000 | 678784408.1959 | 500000 | 771906364.4445 | 500000 | 869677989.6213 | 500000 | 972789857.3205 | 500000 | 1080133806.309 | 500000 | 1190627448.1191 | 500000 | 1302725026.0987 | 500000 | 1415634259.266 | 500000 | 1529858408.5851 | 500000 | 1643833151.5089 | 500000 | 1755516669.2018 | 500000 | 1865017744.7019 | 500000 | 1973080074.6241
| 500000 | 517276200.9311 | 500000 | 595124292.5361 | 500000 | 680780307.0339 | 500000 | 773902263.2825 | 500000 | 871673888.4593 | 500000 | 974785756.1585 | 500000 | 1082129705.147 | 500000 | 1192623346.9571 | 500000 | 1304720924.9367 | 500000 | 1417630158.104 | 500000 | 1531854307.4231 | 500000 | 1645829050.3469 | 500000 | 1757512568.0398 | 500000 | 1867013643.5399 | 500000 | 1975075973.4621
| 500000 | 519771074.4786 | 500000 | 597619166.0836 | 500000 | 683275180.5814 | 500000 | 776397136.83 | 500000 | 874168762.0068 | 500000 | 977280629.706 | 500000 | 1084624578.6945 | 500000 | 1195118220.5046 | 500000 | 1307215798.4842 | 500000 | 1420125031.6515 | 500000 | 1534349180.9706 | 500000 | 1648323923.8944 | 500000 | 1760007441.5873 | 500000 | 1869508517.0874 | 500000 | 1977570847.0096
| 500000 | 523263897.4451 | 500000 | 601111989.0501 | 500000 | 686768003.5479 | 500000 | 779889959.7965 | 500000 | 877661584.9733 | 500000 | 980773452.6725 | 500000 | 1088117401.661 | 500000 | 1198611043.4711 | 500000 | 1310708621.4507 | 500000 | 1423617854.618 | 500000 | 1537842003.9371 | 500000 | 1651816746.8609 | 500000 | 1763500264.5538 | 500000 | 1873001340.054 | 500000 | 1981063669.9761
| 500000 | 525259796.2831 | 500000 | 603107887.8881 | 500000 | 688763902.3859 | 500000 | 781885858.6345 | 500000 | 879657483.8113 | 500000 | 982769351.5105 | 500000 | 1090113300.499 | 500000 | 1200606942.3091 | 500000 | 1312704520.2887 | 500000 | 1425613753.456 | 500000 | 1539837902.7751 | 500000 | 1653812645.6989 | 500000 | 1765496163.3918 | 500000 | 1874997238.892 | 500000 | 1983059568.8141
| 500000 | 526756720.4116 | 500000 | 604604812.0166 | 500000 | 690260826.5144 | 500000 | 783382782.763 | 500000 | 881154407.9398 | 500000 | 984266275.639 | 500000 | 1091610224.6275 | 500000 | 1202103866.4376 | 500000 | 1314201444.4172 | 500000 | 1427110677.5845 | 500000 | 1541334826.9036 | 500000 | 1655309569.8274 | 500000 | 1766993087.5203 | 500000 | 1876494163.0205 | 500000 | 1984556492.9426
| 500000 | 0 | 500000 | 0 | 500000 | 0 | 500000 | 0 | 500000 | 0 | 500000 | 0 | 500000 | 0 | 500000 | 0 | 500000 | 0 | 500000 | 0 | 500000 | 0 | 500000 | 0 | 500000 | 0 | 500000 | 0 | 500000 | 0
| 500000 | 0 | 500000 | 0 | 500000 | 0 | 500000 | 0 | 500000 | 0 | 500000 | 0 | 500000 | 0 | 500000 | 0 | 500000 | 0 | 500000 | 0 | 500000 | 0 | 500000 | 0 | 500000 | 0 | 500000 | 0 | 500000 | 0
| 500000 | 0 | 500000 | 0 | 500000 | 0 | 500000 | 0 | 500000 | 0 | 500000 | 0 | 500000 | 0 | 500000 | 0 | 500000 | 0 | 500000 | 0 | 500000 | 0 | 500000 | 0 | 500000 | 0 | 500000 | 0 | 500000 | 0
| 500000 | 0 | 500000 | 0 | 500000 | 0 | 500000 | 0 | 500000 | 0 | 500000 | 0 | 500000 | 0 | 500000 | 0 | 500000 | 0 | 500000 | 0 | 500000 | 0 | 500000 | 0 | 500000 | 0 | 500000 | 0 | 500000 | 0
| 500000 | 0 | 500000 | 0 | 500000 | 0 | 500000 | 0 | 500000 | 0 | 500000 | 0 | 500000 | 0 | 500000 | 0 | 500000 | 0 | 500000 | 0 | 500000 | 0 | 500000 | 0 | 500000 | 0 | 500000 | 0 | 500000 | 0
| 500000 | 0 | 500000 | 0 | 500000 | 0 | 500000 | 0 | 500000 | 0 | 500000 | 0 | 500000 | 0 | 500000 | 0 | 500000 | 0 | 500000 | 0 | 500000 | 0 | 500000 | 0 | 500000 | 0 | 500000 | 0 | 500000 | 0
| 500000 | 0 | 500000 | 0 | 500000 | 0 | 500000 | 0 | 500000 | 0 | 500000 | 0 | 500000 | 0 | 500000 | 0 | 500000 | 0 | 500000 | 0 | 500000 | 0 | 500000 | 0 | 500000 | 0 | 500000 | 0 | 500000 | 0
| 500000 | 0 | 500000 | 0 | 500000 | 0 | 500000 | 0 | 500000 | 0 | 500000 | 0 | 500000 | 0 | 500000 | 0 | 500000 | 0 | 500000 | 0 | 500000 | 0 | 500000 | 0 | 500000 | 0 | 500000 | 0 | 500000 | 0
| 500000 | 0 | 500000 | 0 | 500000 | 0 | 500000 | 0 | 500000 | 0 | 500000 | 0 | 500000 | 0 | 500000 | 0 | 500000 | 0 | 500000 | 0 | 500000 | 0 | 500000 | 0 | 500000 | 0 | 500000 | 0 | 500000 | 0
| 500000 | 0 | 500000 | 0 | 500000 | 0 | 500000 | 0 | 500000 | 0 | 500000 | 0 | 500000 | 0 | 500000 | 0 | 500000 | 0 | 500000 | 0 | 500000 | 0 | 500000 | 0 | 500000 | 0 | 500000 | 0 | 500000 | 0
| 500000 | 0 | 500000 | 0 | 500000 | 0 | 500000 | 0 | 500000 | 0 | 500000 | 0 | 500000 | 0 | 500000 | 0 | 500000 | 0 | 500000 | 0 | 500000 | 0 | 500000 | 0 | 500000 | 0 | 500000 | 0 | 500000 | 0
| 500000 | 0 | 500000 | 0 | 500000 | 0 | 500000 | 0 | 500000 | 0 | 500000 | 0 | 500000 | 0 | 500000 | 0 | 500000 | 0 | 500000 | 0 | 500000 | 0 | 500000 | 0 | 500000 | 0 | 500000 | 0 | 500000 | 0
| 500000 | 0 | 500000 | 0 | 500000 | 0 | 500000 | 0 | 500000 | 0 | 500000 | 0 | 500000 | 0 | 500000 | 0 | 500000 | 0 | 500000 | 0 | 500000 | 0 | 500000 | 0 | 500000 | 0 | 500000 | 0 | 500000 | 0
| 500000 | 0 | 500000 | 0 | 500000 | 0 | 500000 | 0 | 500000 | 0 | 500000 | 0 | 500000 | 0 | 500000 | 0 | 500000 | 0 | 500000 | 0 | 500000 | 0 | 500000 | 0 | 500000 | 0 | 500000 | 0 | 500000 | 0
| 500000 | 0 | 500000 | 0 | 500000 | 0 | 500000 | 0 | 500000 | 0 | 500000 | 0 | 500000 | 0 | 500000 | 0 | 500000 | 0 | 500000 | 0 | 500000 | 0 | 500000 | 0 | 500000 | 0 | 500000 | 0 | 500000 | 0
| 500000 | 0 | 500000 | 0 | 500000 | 0 | 500000 | 0 | 500000 | 0 | 500000 | 0 | 500000 | 0 | 500000 | 0 | 500000 | 0 | 500000 | 0 | 500000 | 0 | 500000 | 0 | 500000 | 0 | 500000 | 0 | 500000 | 0
| 500000 | 0 | 500000 | 0 | 500000 | 0 | 500000 | 0 | 500000 | 0 | 500000 | 0 | 500000 | 0 | 500000 | 0 | 500000 | 0 | 500000 | 0 | 500000 | 0 | 500000 | 0 | 500000 | 0 | 500000 | 0 | 500000 | 0
| 500000 | 0 | 500000 | 0 | 500000 | 0 | 500000 | 0 | 500000 | 0 | 500000 | 0 | 500000 | 0 | 500000 | 0 | 500000 | 0 | 500000 | 0 | 500000 | 0 | 500000 | 0 | 500000 | 0 | 500000 | 0 | 500000 | 0
| 500000 | 0 | 500000 | 0 | 500000 | 0 | 500000 | 0 | 500000 | 0 | 500000 | 0 | 500000 | 0 | 500000 | 0 | 500000 | 0 | 500000 | 0 | 500000 | 0 | 500000 | 0 | 500000 | 0 | 500000 | 0 | 500000 | 0
| 500000 | 0 | 500000 | 0 | 500000 | 0 | 500000 | 0 | 500000 | 0 | 500000 | 0 | 500000 | 0 | 500000 | 0 | 500000 | 0 | 500000 | 0 | 500000 | 0 | 500000 | 0 | 500000 | 0 | 500000 | 0 | 500000 | 0
| 500000 | 0 | 500000 | 0 | 500000 | 0 | 500000 | 0 | 500000 | 0 | 500000 | 0 | 500000 | 0 | 500000 | 0 | 500000 | 0 | 500000 | 0 | 500000 | 0 | 500000 | 0 | 500000 | 0 | 500000 | 0 | 500000 | 0
| 500000 | 0 | 500000 | 0 | 500000 | 0 | 500000 | 0 | 500000 | 0 | 500000 | 0 | 500000 | 0 | 500000 | 0 | 500000 | 0 | 500000 | 0 | 500000 | 0 | 500000 | 0 | 500000 | 0 | 500000 | 0 | 500000 | 0
| 500000 | 0 | 500000 | 0 | 500000 | 0 | 500000 | 0 | 500000 | 0 | 500000 | 0 | 500000 | 0 | 500000 | 0 | 500000 | 0 | 500000 | 0 | 500000 | 0 | 500000 | 0 | 500000 | 0 | 500000 | 0 | 500000 | 0
| 500000 | 0 | 500000 | 0 | 500000 | 0 | 500000 | 0 | 500000 | 0 | 500000 | 0 | 500000 | 0 | 500000 | 0 | 500000 | 0 | 500000 | 0 | 500000 | 0 | 500000 | 0 | 500000 | 0 | 500000 | 0 | 500000 | 0
| 500000 | 0 | 500000 | 0 | 500000 | 0 | 500000 | 0 | 500000 | 0 | 500000 | 0 | 500000 | 0 | 500000 | 0 | 500000 | 0 | 500000 | 0 | 500000 | 0 | 500000 | 0 | 500000 | 0 | 500000 | 0 | 500000 | 0
| 500000 | 0 | 500000 | 0 | 500000 | 0 | 500000 | 0 | 500000 | 0 | 500000 | 0 | 500000 | 0 | 500000 | 0 | 500000 | 0 | 500000 | 0 | 500000 | 0 | 500000 | 0 | 500000 | 0 | 500000 | 0 | 500000 | 0
| 500000 | 0 | 500000 | 0 | 500000 | 0 | 500000 | 0 | 500000 | 0 | 500000 | 0 | 500000 | 0 | 500000 | 0 | 500000 | 0 | 500000 | 0 | 500000 | 0 | 500000 | 0 | 500000 | 0 | 500000 | 0 | 500000 | 0
| 500000 | 0 | 500000 | 0 | 500000 | 0 | 500000 | 0 | 500000 | 0 | 500000 | 0 | 500000 | 0 | 500000 | 0 | 500000 | 0 | 500000 | 0 | 500000 | 0 | 500000 | 0 | 500000 | 0 | 500000 | 0 | 500000 | 0
| 500000 | 0 | 500000 | 0 | 500000 | 0 | 500000 | 0 | 500000 | 0 | 500000 | 0 | 500000 | 0 | 500000 | 0 | 500000 | 0 | 500000 | 0 | 500000 | 0 | 500000 | 0 | 500000 | 0 | 500000 | 0 | 500000 | 0
| 500000 | 0 | 500000 | 0 | 500000 | 0 | 500000 | 0 | 500000 | 0 | 500000 | 0 | 500000 | 0 | 500000 | 0 | 500000 | 0 | 500000 | 0 | 500000 | 0 | 500000 | 0 | 500000 | 0 | 500000 | 0 | 500000 | 0
| 500000 | 0 | 500000 | 0 | 500000 | 0 | 500000 | 0 | 500000 | 0 | 500000 | 0 | 500000 | 0 | 500000 | 0 | 500000 | 0 | 500000 | 0 | 500000 | 0 | 500000 | 0 | 500000 | 0 | 500000 | 0 | 500000 | 0
| 500000 | 0 | 500000 | 0 | 500000 | 0 | 500000 | 0 | 500000 | 0 | 500000 | 0 | 500000 | 0 | 500000 | 0 | 500000 | 0 | 500000 | 0 | 500000 | 0 | 500000 | 0 | 500000 | 0 | 500000 | 0 | 500000 | 0
| 500000 | 0 | 500000 | 0 | 500000 | 0 | 500000 | 0 | 500000 | 0 | 500000 | 0 | 500000 | 0 | 500000 | 0 | 500000 | 0 | 500000 | 0 | 500000 | 0 | 500000 | 0 | 500000 | 0 | 500000 | 0 | 500000 | 0
| 500000 | 0 | 500000 | 0 | 500000 | 0 | 500000 | 0 | 500000 | 0 | 500000 | 0 | 500000 | 0 | 500000 | 0 | 500000 | 0 | 500000 | 0 | 500000 | 0 | 500000 | 0 | 500000 | 0 | 500000 | 0 | 500000 | 0
| 500000 | 0 | 500000 | 0 | 500000 | 0 | 500000 | 0 | 500000 | 0 | 500000 | 0 | 500000 | 0 | 500000 | 0 | 500000 | 0 | 500000 | 0 | 500000 | 0 | 500000 | 0 | 500000 | 0 | 500000 | 0 | 500000 | 0
| 500000 | 0 | 500000 | 0 | 500000 | 0 | 500000 | 0 | 500000 | 0 | 500000 | 0 | 500000 | 0 | 500000 | 0 | 500000 | 0 | 500000 | 0 | 500000 | 0 | 500000 | 0 | 500000 | 0 | 500000 | 0 | 500000 | 0
| 500000 | 0 | 500000 | 0 | 500000 | 0 | 500000 | 0 | 500000 | 0 | 500000 | 0 | 500000 | 0 | 500000 | 0 | 500000 | 0 | 500000 | 0 | 500000 | 0 | 500000 | 0 | 500000 | 0 | 500000 | 0 | 500000 | 0
| 500000 | 0 | 500000 | 0 | 500000 | 0 | 500000 | 0 | 500000 | 0 | 500000 | 0 | 500000 | 0 | 500000 | 0 | 500000 | 0 | 500000 | 0 | 500000 | 0 | 500000 | 0 | 500000 | 0 | 500000 | 0 | 500000 | 0
| 500000 | 0 | 500000 | 0 | 500000 | 0 | 500000 | 0 | 500000 | 0 | 500000 | 0 | 500000 | 0 | 500000 | 0 | 500000 | 0 | 500000 | 0 | 500000 | 0 | 500000 | 0 | 500000 | 0 | 500000 | 0 | 500000 | 0
| 500000 | 0 | 500000 | 0 | 500000 | 0 | 500000 | 0 | 500000 | 0 | 500000 | 0 | 500000 | 0 | 500000 | 0 | 500000 | 0 | 500000 | 0 | 500000 | 0 | 500000 | 0 | 500000 | 0 | 500000 | 0 | 500000 | 0
| 500000 | 0 | 500000 | 0 | 500000 | 0 | 500000 | 0 | 500000 | 0 | 500000 | 0 | 500000 | 0 | 500000 | 0 | 500000 | 0 | 500000 | 0 | 500000 | 0 | 500000 | 0 | 500000 | 0 | 500000 | 0 | 500000 | 0
| 500000 | 0 | 500000 | 0 | 500000 | 0 | 500000 | 0 | 500000 | 0 | 500000 | 0 | 500000 | 0 | 500000 | 0 | 500000 | 0 | 500000 | 0 | 500000 | 0 | 500000 | 0 | 500000 | 0 | 500000 | 0 | 500000 | 0
| 500000 | 0 | 500000 | 0 | 500000 | 0 | 500000 | 0 | 500000 | 0 | 500000 | 0 | 500000 | 0 | 500000 | 0 | 500000 | 0 | 500000 | 0 | 500000 | 0 | 500000 | 0 | 500000 | 0 | 500000 | 0 | 500000 | 0
| 500000 | 0 | 500000 | 0 | 500000 | 0 | 500000 | 0 | 500000 | 0 | 500000 | 0 | 500000 | 0 | 500000 | 0 | 500000 | 0 | 500000 | 0 | 500000 | 0 | 500000 | 0 | 500000 | 0 | 500000 | 0 | 500000 | 0
| 500000 | 0 | 500000 | 0 | 500000 | 0 | 500000 | 0 | 500000 | 0 | 500000 | 0 | 500000 | 0 | 500000 | 0 | 500000 | 0 | 500000 | 0 | 500000 | 0 | 500000 | 0 | 500000 | 0 | 500000 | 0 | 500000 | 0
| 500000 | 0 | 500000 | 0 | 500000 | 0 | 500000 | 0 | 500000 | 0 | 500000 | 0 | 500000 | 0 | 500000 | 0 | 500000 | 0 | 500000 | 0 | 500000 | 0 | 500000 | 0 | 500000 | 0 | 500000 | 0 | 500000 | 0
| 500000 | 0 | 500000 | 0 | 500000 | 0 | 500000 | 0 | 500000 | 0 | 500000 | 0 | 500000 | 0 | 500000 | 0 | 500000 | 0 | 500000 | 0 | 500000 | 0 | 500000 | 0 | 500000 | 0 | 500000 | 0 | 500000 | 0
| 500000 | 0 | 500000 | 0 | 500000 | 0 | 500000 | 0 | 500000 | 0 | 500000 | 0 | 500000 | 0 | 500000 | 0 | 500000 | 0 | 500000 | 0 | 500000 | 0 | 500000 | 0 | 500000 | 0 | 500000 | 0 | 500000 | 0
| 500000 | 0 | 500000 | 0 | 500000 | 0 | 500000 | 0 | 500000 | 0 | 500000 | 0 | 500000 | 0 | 500000 | 0 | 500000 | 0 | 500000 | 0 | 500000 | 0 | 500000 | 0 | 500000 | 0 | 500000 | 0 | 500000 | 0
| 500000 | 0 | 500000 | 0 | 500000 | 0 | 500000 | 0 | 500000 | 0 | 500000 | 0 | 500000 | 0 | 500000 | 0 | 500000 | 0 | 500000 | 0 | 500000 | 0 | 500000 | 0 | 500000 | 0 | 500000 | 0 | 500000 | 0
| 500000 | 0 | 500000 | 0 | 500000 | 0 | 500000 | 0 | 500000 | 0 | 500000 | 0 | 500000 | 0 | 500000 | 0 | 500000 | 0 | 500000 | 0 | 500000 | 0 | 500000 | 0 | 500000 | 0 | 500000 | 0 | 500000 | 0
| 500000 | 0 | 500000 | 0 | 500000 | 0 | 500000 | 0 | 500000 | 0 | 500000 | 0 | 500000 | 0 | 500000 | 0 | 500000 | 0 | 500000 | 0 | 500000 | 0 | 500000 | 0 | 500000 | 0 | 500000 | 0 | 500000 | 0
| 500000 | 0 | 500000 | 0 | 500000 | 0 | 500000 | 0 | 500000 | 0 | 500000 | 0 | 500000 | 0 | 500000 | 0 | 500000 | 0 | 500000 | 0 | 500000 | 0 | 500000 | 0 | 500000 | 0 | 500000 | 0 | 500000 | 0
| 500000 | 0 | 500000 | 0 | 500000 | 0 | 500000 | 0 | 500000 | 0 | 500000 | 0 | 500000 | 0 | 500000 | 0 | 500000 | 0 | 500000 | 0 | 500000 | 0 | 500000 | 0 | 500000 | 0 | 500000 | 0 | 500000 | 0
| 500000 | 0 | 500000 | 0 | 500000 | 0 | 500000 | 0 | 500000 | 0 | 500000 | 0 | 500000 | 0 | 500000 | 0 | 500000 | 0 | 500000 | 0 | 500000 | 0 | 500000 | 0 | 500000 | 0 | 500000 | 0 | 500000 | 0
| 500000 | 0 | 500000 | 0 | 500000 | 0 | 500000 | 0 | 500000 | 0 | 500000 | 0 | 500000 | 0 | 500000 | 0 | 500000 | 0 | 500000 | 0 | 500000 | 0 | 500000 | 0 | 500000 | 0 | 500000 | 0 | 500000 | 0
| 500000 | 0 | 500000 | 0 | 500000 | 0 | 500000 | 0 | 500000 | 0 | 500000 | 0 | 500000 | 0 | 500000 | 0 | 500000 | 0 | 500000 | 0 | 500000 | 0 | 500000 | 0 | 500000 | 0 | 500000 | 0 | 500000 | 0
| 500000 | 0 | 500000 | 0 | 500000 | 0 | 500000 | 0 | 500000 | 0 | 500000 | 0 | 500000 | 0 | 500000 | 0 | 500000 | 0 | 500000 | 0 | 500000 | 0 | 500000 | 0 | 500000 | 0 | 500000 | 0 | 500000 | 0
| 500000 | 0 | 500000 | 0 | 500000 | 0 | 500000 | 0 | 500000 | 0 | 500000 | 0 | 500000 | 0 | 500000 | 0 | 500000 | 0 | 500000 | 0 | 500000 | 0 | 500000 | 0 | 500000 | 0 | 500000 | 0 | 500000 | 0
| 500000 | 0 | 500000 | 0 | 500000 | 0 | 500000 | 0 | 500000 | 0 | 500000 | 0 | 500000 | 0 | 500000 | 0 | 500000 | 0 | 500000 | 0 | 500000 | 0 | 500000 | 0 | 500000 | 0 | 500000 | 0 | 500000 | 0
| 500000 | 0 | 500000 | 0 | 500000 | 0 | 500000 | 0 | 500000 | 0 | 500000 | 0 | 500000 | 0 | 500000 | 0 | 500000 | 0 | 500000 | 0 | 500000 | 0 | 500000 | 0 | 500000 | 0 | 500000 | 0 | 500000 | 0
| 500000 | 0 | 500000 | 0 | 500000 | 0 | 500000 | 0 | 500000 | 0 | 500000 | 0 | 500000 | 0 | 500000 | 0 | 500000 | 0 | 500000 | 0 | 500000 | 0 | 500000 | 0 | 500000 | 0 | 500000 | 0 | 500000 | 0
| 500000 | 0 | 500000 | 0 | 500000 | 0 | 500000 | 0 | 500000 | 0 | 500000 | 0 | 500000 | 0 | 500000 | 0 | 500000 | 0 | 500000 | 0 | 500000 | 0 | 500000 | 0 | 500000 | 0 | 500000 | 0 | 500000 | 0
| 500000 | 0 | 500000 | 0 | 500000 | 0 | 500000 | 0 | 500000 | 0 | 500000 | 0 | 500000 | 0 | 500000 | 0 | 500000 | 0 | 500000 | 0 | 500000 | 0 | 500000 | 0 | 500000 | 0 | 500000 | 0 | 500000 | 0
| 500000 | 0 | 500000 | 0 | 500000 | 0 | 500000 | 0 | 500000 | 0 | 500000 | 0 | 500000 | 0 | 500000 | 0 | 500000 | 0 | 500000 | 0 | 500000 | 0 | 500000 | 0 | 500000 | 0 | 500000 | 0 | 500000 | 0
| 500000 | 0 | 500000 | 0 | 500000 | 0 | 500000 | 0 | 500000 | 0 | 500000 | 0 | 500000 | 0 | 500000 | 0 | 500000 | 0 | 500000 | 0 | 500000 | 0 | 500000 | 0 | 500000 | 0 | 500000 | 0 | 500000 | 0
| 500000 | 0 | 500000 | 0 | 500000 | 0 | 500000 | 0 | 500000 | 0 | 500000 | 0 | 500000 | 0 | 500000 | 0 | 500000 | 0 | 500000 | 0 | 500000 | 0 | 500000 | 0 | 500000 | 0 | 500000 | 0 | 500000 | 0
| 500000 | 0 | 500000 | 0 | 500000 | 0 | 500000 | 0 | 500000 | 0 | 500000 | 0 | 500000 | 0 | 500000 | 0 | 500000 | 0 | 500000 | 0 | 500000 | 0 | 500000 | 0 | 500000 | 0 | 500000 | 0 | 500000 | 0
| 500000 | 0 | 500000 | 0 | 500000 | 0 | 500000 | 0 | 500000 | 0 | 500000 | 0 | 500000 | 0 | 500000 | 0 | 500000 | 0 | 500000 | 0 | 500000 | 0 | 500000 | 0 | 500000 | 0 | 500000 | 0 | 500000 | 0
| 500000 | 0 | 500000 | 0 | 500000 | 0 | 500000 | 0 | 500000 | 0 | 500000 | 0 | 500000 | 0 | 500000 | 0 | 500000 | 0 | 500000 | 0 | 500000 | 0 | 500000 | 0 | 500000 | 0 | 500000 | 0 | 500000 | 0
| 500000 | 0 | 500000 | 0 | 500000 | 0 | 500000 | 0 | 500000 | 0 | 500000 | 0 | 500000 | 0 | 500000 | 0 | 500000 | 0 | 500000 | 0 | 500000 | 0 | 500000 | 0 | 500000 | 0 | 500000 | 0 | 500000 | 0
| 500000 | 0 | 500000 | 0 | 500000 | 0 | 500000 | 0 | 500000 | 0 | 500000 | 0 | 500000 | 0 | 500000 | 0 | 500000 | 0 | 500000 | 0 | 500000 | 0 | 500000 | 0 | 500000 | 0 | 500000 | 0 | 500000 | 0
| 500000 | 0 | 500000 | 0 | 500000 | 0 | 500000 | 0 | 500000 | 0 | 500000 | 0 | 500000 | 0 | 500000 | 0 | 500000 | 0 | 500000 | 0 | 500000 | 0 | 500000 | 0 | 500000 | 0 | 500000 | 0 | 500000 | 0
| 500000 | 0 | 500000 | 0 | 500000 | 0 | 500000 | 0 | 500000 | 0 | 500000 | 0 | 500000 | 0 | 500000 | 0 | 500000 | 0 | 500000 | 0 | 500000 | 0 | 500000 | 0 | 500000 | 0 | 500000 | 0 | 500000 | 0
| 500000 | 0 | 500000 | 0 | 500000 | 0 | 500000 | 0 | 500000 | 0 | 500000 | 0 | 500000 | 0 | 500000 | 0 | 500000 | 0 | 500000 | 0 | 500000 | 0 | 500000 | 0 | 500000 | 0 | 500000 | 0 | 500000 | 0
| 500000 | 0 | 500000 | 0 | 500000 | 0 | 500000 | 0 | 500000 | 0 | 500000 | 0 | 500000 | 0 | 500000 | 0 | 500000 | 0 | 500000 | 0 | 500000 | 0 | 500000 | 0 | 500000 | 0 | 500000 | 0 | 500000 | 0
| 500000 | 0 | 500000 | 0 | 500000 | 0 | 500000 | 0 | 500000 | 0 | 500000 | 0 | 500000 | 0 | 500000 | 0 | 500000 | 0 | 500000 | 0 | 500000 | 0 | 500000 | 0 | 500000 | 0 | 500000 | 0 | 500000 | 0
| 500000 | 0 | 500000 | 0 | 500000 | 0 | 500000 | 0 | 500000 | 0 | 500000 | 0 | 500000 | 0 | 500000 | 0 | 500000 | 0 | 500000 | 0 | 500000 | 0 | 500000 | 0 | 500000 | 0 | 500000 | 0 | 500000 | 0
| 500000 | 0 | 500000 | 0 | 500000 | 0 | 500000 | 0 | 500000 | 0 | 500000 | 0 | 500000 | 0 | 500000 | 0 | 500000 | 0 | 500000 | 0 | 500000 | 0 | 500000 | 0 | 500000 | 0 | 500000 | 0 | 500000 | 0
| 500000 | 0 | 500000 | 0 | 500000 | 0 | 500000 | 0 | 500000 | 0 | 500000 | 0 | 500000 | 0 | 500000 | 0 | 500000 | 0 | 500000 | 0 | 500000 | 0 | 500000 | 0 | 500000 | 0 | 500000 | 0 | 500000 | 0
| 500000 | 0 | 500000 | 0 | 500000 | 0 | 500000 | 0 | 500000 | 0 | 500000 | 0 | 500000 | 0 | 500000 | 0 | 500000 | 0 | 500000 | 0 | 500000 | 0 | 500000 | 0 | 500000 | 0 | 500000 | 0 | 500000 | 0
| 500000 | 0 | 500000 | 0 | 500000 | 0 | 500000 | 0 | 500000 | 0 | 500000 | 0 | 500000 | 0 | 500000 | 0 | 500000 | 0 | 500000 | 0 | 500000 | 0 | 500000 | 0 | 500000 | 0 | 500000 | 0 | 500000 | 0
| 500000 | 0 | 500000 | 0 | 500000 | 0 | 500000 | 0 | 500000 | 0 | 500000 | 0 | 500000 | 0 | 500000 | 0 | 500000 | 0 | 500000 | 0 | 500000 | 0 | 500000 | 0 | 500000 | 0 | 500000 | 0 | 500000 | 0
| 500000 | 0 | 500000 | 0 | 500000 | 0 | 500000 | 0 | 500000 | 0 | 500000 | 0 | 500000 | 0 | 500000 | 0 | 500000 | 0 | 500000 | 0 | 500000 | 0 | 500000 | 0 | 500000 | 0 | 500000 | 0 | 500000 | 0
| 500000 | 0 | 500000 | 0 | 500000 | 0 | 500000 | 0 | 500000 | 0 | 500000 | 0 | 500000 | 0 | 500000 | 0 | 500000 | 0 | 500000 | 0 | 500000 | 0 | 500000 | 0 | 500000 | 0 | 500000 | 0 | 500000 | 0
| 500000 | 0 | 500000 | 0 | 500000 | 0 | 500000 | 0 | 500000 | 0 | 500000 | 0 | 500000 | 0 | 500000 | 0 | 500000 | 0 | 500000 | 0 | 500000 | 0 | 500000 | 0 | 500000 | 0 | 500000 | 0 | 500000 | 0
| 500000 | 0 | 500000 | 0 | 500000 | 0 | 500000 | 0 | 500000 | 0 | 500000 | 0 | 500000 | 0 | 500000 | 0 | 500000 | 0 | 500000 | 0 | 500000 | 0 | 500000 | 0 | 500000 | 0 | 500000 | 0 | 500000 | 0
| 500000 | 0 | 500000 | 0 | 500000 | 0 | 500000 | 0 | 500000 | 0 | 500000 | 0 | 500000 | 0 | 500000 | 0 | 500000 | 0 | 500000 | 0 | 500000 | 0 | 500000 | 0 | 500000 | 0 | 500000 | 0 | 500000 | 0
| 500000 | 0 | 500000 | 0 | 500000 | 0 | 500000 | 0 | 500000 | 0 | 500000 | 0 | 500000 | 0 | 500000 | 0 | 500000 | 0 | 500000 | 0 | 500000 | 0 | 500000 | 0 | 500000 | 0 | 500000 | 0 | 500000 | 0
| 500000 | 0 | 500000 | 0 | 500000 | 0 | 500000 | 0 | 500000 | 0 | 500000 | 0 | 500000 | 0 | 500000 | 0 | 500000 | 0 | 500000 | 0 | 500000 | 0 | 500000 | 0 | 500000 | 0 | 500000 | 0 | 500000 | 0
| 500000 | 0 | 500000 | 0 | 500000 | 0 | 500000 | 0 | 500000 | 0 | 500000 | 0 | 500000 | 0 | 500000 | 0 | 500000 | 0 | 500000 | 0 | 500000 | 0 | 500000 | 0 | 500000 | 0 | 500000 | 0 | 500000 | 0
| 500000 | 0 | 500000 | 0 | 500000 | 0 | 500000 | 0 | 500000 | 0 | 500000 | 0 | 500000 | 0 | 500000 | 0 | 500000 | 0 | 500000 | 0 | 500000 | 0 | 500000 | 0 | 500000 | 0 | 500000 | 0 | 500000 | 0
| 500000 | 0 | 500000 | 0 | 500000 | 0 | 500000 | 0 | 500000 | 0 | 500000 | 0 | 500000 | 0 | 500000 | 0 | 500000 | 0 | 500000 | 0 | 500000 | 0 | 500000 | 0 | 500000 | 0 | 500000 | 0 | 500000 | 0
| 500000 | 0 | 500000 | 0 | 500000 | 0 | 500000 | 0 | 500000 | 0 | 500000 | 0 | 500000 | 0 | 500000 | 0 | 500000 | 0 | 500000 | 0 | 500000 | 0 | 500000 | 0 | 500000 | 0 | 500000 | 0 | 500000 | 0
| 500000 | 0 | 500000 | 0 | 500000 | 0 | 500000 | 0 | 500000 | 0 | 500000 | 0 | 500000 | 0 | 500000 | 0 | 500000 | 0 | 500000 | 0 | 500000 | 0 | 500000 | 0 | 500000 | 0 | 500000 | 0 | 500000 | 0
| 500000 | 0 | 500000 | 0 | 500000 | 0 | 500000 | 0 | 500000 | 0 | 500000 | 0 | 500000 | 0 | 500000 | 0 | 500000 | 0 | 500000 | 0 | 500000 | 0 | 500000 | 0 | 500000 | 0 | 500000 | 0 | 500000 | 0
| 500000 | 0 | 500000 | 0 | 500000 | 0 | 500000 | 0 | 500000 | 0 | 500000 | 0 | 500000 | 0 | 500000 | 0 | 500000 | 0 | 500000 | 0 | 500000 | 0 | 500000 | 0 | 500000 | 0 | 500000 | 0 | 500000 | 0
| 500000 | 0 | 500000 | 0 | 500000 | 0 | 500000 | 0 | 500000 | 0 | 500000 | 0 | 500000 | 0 | 500000 | 0 | 500000 | 0 | 500000 | 0 | 500000 | 0 | 500000 | 0 | 500000 | 0 | 500000 | 0 | 500000 | 0
| 500000 | 0 | 500000 | 0 | 500000 | 0 | 500000 | 0 | 500000 | 0 | 500000 | 0 | 500000 | 0 | 500000 | 0 | 500000 | 0 | 500000 | 0 | 500000 | 0 | 500000 | 0 | 500000 | 0 | 500000 | 0 | 500000 | 0
| 500000 | 0 | 500000 | 0 | 500000 | 0 | 500000 | 0 | 500000 | 0 | 500000 | 0 | 500000 | 0 | 500000 | 0 | 500000 | 0 | 500000 | 0 | 500000 | 0 | 500000 | 0 | 500000 | 0 | 500000 | 0 | 500000 | 0
| 500000 | 0 | 500000 | 0 | 500000 | 0 | 500000 | 0 | 500000 | 0 | 500000 | 0 | 500000 | 0 | 500000 | 0 | 500000 | 0 | 500000 | 0 | 500000 | 0 | 500000 | 0 | 500000 | 0 | 500000 | 0 | 500000 | 0
| 500000 | 0 | 500000 | 0 | 500000 | 0 | 500000 | 0 | 500000 | 0 | 500000 | 0 | 500000 | 0 | 500000 | 0 | 500000 | 0 | 500000 | 0 | 500000 | 0 | 500000 | 0 | 500000 | 0 | 500000 | 0 | 500000 | 0
| 500000 | 0 | 500000 | 0 | 500000 | 0 | 500000 | 0 | 500000 | 0 | 500000 | 0 | 500000 | 0 | 500000 | 0 | 500000 | 0 | 500000 | 0 | 500000 | 0 | 500000 | 0 | 500000 | 0 | 500000 | 0 | 500000 | 0
| 500000 | 0 | 500000 | 0 | 500000 | 0 | 500000 | 0 | 500000 | 0 | 500000 | 0 | 500000 | 0 | 500000 | 0 | 500000 | 0 | 500000 | 0 | 500000 | 0 | 500000 | 0 | 500000 | 0 | 500000 | 0 | 500000 | 0
| 500000 | 0 | 500000 | 0 | 500000 | 0 | 500000 | 0 | 500000 | 0 | 500000 | 0 | 500000 | 0 | 500000 | 0 | 500000 | 0 | 500000 | 0 | 500000 | 0 | 500000 | 0 | 500000 | 0 | 500000 | 0 | 500000 | 0
| 500000 | 0 | 500000 | 0 | 500000 | 0 | 500000 | 0 | 500000 | 0 | 500000 | 0 | 500000 | 0 | 500000 | 0 | 500000 | 0 | 500000 | 0 | 500000 | 0 | 500000 | 0 | 500000 | 0 | 500000 | 0 | 500000 | 0
| 500000 | 0 | 500000 | 0 | 500000 | 0 | 500000 | 0 | 500000 | 0 | 500000 | 0 | 500000 | 0 | 500000 | 0 | 500000 | 0 | 500000 | 0 | 500000 | 0 | 500000 | 0 | 500000 | 0 | 500000 | 0 | 500000 | 0
| 500000 | 0 | 500000 | 0 | 500000 | 0 | 500000 | 0 | 500000 | 0 | 500000 | 0 | 500000 | 0 | 500000 | 0 | 500000 | 0 | 500000 | 0 | 500000 | 0 | 500000 | 0 | 500000 | 0 | 500000 | 0 | 500000 | 0
| 500000 | 0 | 500000 | 0 | 500000 | 0 | 500000 | 0 | 500000 | 0 | 500000 | 0 | 500000 | 0 | 500000 | 0 | 500000 | 0 | 500000 | 0 | 500000 | 0 | 500000 | 0 | 500000 | 0 | 500000 | 0 | 500000 | 0
| 500000 | 0 | 500000 | 0 | 500000 | 0 | 500000 | 0 | 500000 | 0 | 500000 | 0 | 500000 | 0 | 500000 | 0 | 500000 | 0 | 500000 | 0 | 500000 | 0 | 500000 | 0 | 500000 | 0 | 500000 | 0 | 500000 | 0
| 500000 | 0 | 500000 | 0 | 500000 | 0 | 500000 | 0 | 500000 | 0 | 500000 | 0 | 500000 | 0 | 500000 | 0 | 500000 | 0 | 500000 | 0 | 500000 | 0 | 500000 | 0 | 500000 | 0 | 500000 | 0 | 500000 | 0
| 500000 | 0 | 500000 | 0 | 500000 | 0 | 500000 | 0 | 500000 | 0 | 500000 | 0 | 500000 | 0 | 500000 | 0 | 500000 | 0 | 500000 | 0 | 500000 | 0 | 500000 | 0 | 500000 | 0 | 500000 | 0 | 500000 | 0
| 500000 | 0 | 500000 | 0 | 500000 | 0 | 500000 | 0 | 500000 | 0 | 500000 | 0 | 500000 | 0 | 500000 | 0 | 500000 | 0 | 500000 | 0 | 500000 | 0 | 500000 | 0 | 500000 | 0 | 500000 | 0 | 500000 | 0
| 500000 | 0 | 500000 | 0 | 500000 | 0 | 500000 | 0 | 500000 | 0 | 500000 | 0 | 500000 | 0 | 500000 | 0 | 500000 | 0 | 500000 | 0 | 500000 | 0 | 500000 | 0 | 500000 | 0 | 500000 | 0 | 500000 | 0
| 500000 | 0 | 500000 | 0 | 500000 | 0 | 500000 | 0 | 500000 | 0 | 500000 | 0 | 500000 | 0 | 500000 | 0 | 500000 | 0 | 500000 | 0 | 500000 | 0 | 500000 | 0 | 500000 | 0 | 500000 | 0 | 500000 | 0
| 500000 | 0 | 500000 | 0 | 500000 | 0 | 500000 | 0 | 500000 | 0 | 500000 | 0 | 500000 | 0 | 500000 | 0 | 500000 | 0 | 500000 | 0 | 500000 | 0 | 500000 | 0 | 500000 | 0 | 500000 | 0 | 500000 | 0
| 500000 | 0 | 500000 | 0 | 500000 | 0 | 500000 | 0 | 500000 | 0 | 500000 | 0 | 500000 | 0 | 500000 | 0 | 500000 | 0 | 500000 | 0 | 500000 | 0 | 500000 | 0 | 500000 | 0 | 500000 | 0 | 500000 | 0
| 500000 | 0 | 500000 | 0 | 500000 | 0 | 500000 | 0 | 500000 | 0 | 500000 | 0 | 500000 | 0 | 500000 | 0 | 500000 | 0 | 500000 | 0 | 500000 | 0 | 500000 | 0 | 500000 | 0 | 500000 | 0 | 500000 | 0
| 500000 | 0 | 500000 | 0 | 500000 | 0 | 500000 | 0 | 500000 | 0 | 500000 | 0 | 500000 | 0 | 500000 | 0 | 500000 | 0 | 500000 | 0 | 500000 | 0 | 500000 | 0 | 500000 | 0 | 500000 | 0 | 500000 | 0
| 500000 | 0 | 500000 | 0 | 500000 | 0 | 500000 | 0 | 500000 | 0 | 500000 | 0 | 500000 | 0 | 500000 | 0 | 500000 | 0 | 500000 | 0 | 500000 | 0 | 500000 | 0 | 500000 | 0 | 500000 | 0 | 500000 | 0
| 500000 | 0 | 500000 | 0 | 500000 | 0 | 500000 | 0 | 500000 | 0 | 500000 | 0 | 500000 | 0 | 500000 | 0 | 500000 | 0 | 500000 | 0 | 500000 | 0 | 500000 | 0 | 500000 | 0 | 500000 | 0 | 500000 | 0
| 500000 | 0 | 500000 | 0 | 500000 | 0 | 500000 | 0 | 500000 | 0 | 500000 | 0 | 500000 | 0 | 500000 | 0 | 500000 | 0 | 500000 | 0 | 500000 | 0 | 500000 | 0 | 500000 | 0 | 500000 | 0 | 500000 | 0
| 500000 | 0 | 500000 | 0 | 500000 | 0 | 500000 | 0 | 500000 | 0 | 500000 | 0 | 500000 | 0 | 500000 | 0 | 500000 | 0 | 500000 | 0 | 500000 | 0 | 500000 | 0 | 500000 | 0 | 500000 | 0 | 500000 | 0
| 500000 | 0 | 500000 | 0 | 500000 | 0 | 500000 | 0 | 500000 | 0 | 500000 | 0 | 500000 | 0 | 500000 | 0 | 500000 | 0 | 500000 | 0 | 500000 | 0 | 500000 | 0 | 500000 | 0 | 500000 | 0 | 500000 | 0
| 500000 | 0 | 500000 | 0 | 500000 | 0 | 500000 | 0 | 500000 | 0 | 500000 | 0 | 500000 | 0 | 500000 | 0 | 500000 | 0 | 500000 | 0 | 500000 | 0 | 500000 | 0 | 500000 | 0 | 500000 | 0 | 500000 | 0
| 500000 | 0 | 500000 | 0 | 500000 | 0 | 500000 | 0 | 500000 | 0 | 500000 | 0 | 500000 | 0 | 500000 | 0 | 500000 | 0 | 500000 | 0 | 500000 | 0 | 500000 | 0 | 500000 | 0 | 500000 | 0 | 500000 | 0
| 500000 | 0 | 500000 | 0 | 500000 | 0 | 500000 | 0 | 500000 | 0 | 500000 | 0 | 500000 | 0 | 500000 | 0 | 500000 | 0 | 500000 | 0 | 500000 | 0 | 500000 | 0 | 500000 | 0 | 500000 | 0 | 500000 | 0
| 500000 | 0 | 500000 | 0 | 500000 | 0 | 500000 | 0 | 500000 | 0 | 500000 | 0 | 500000 | 0 | 500000 | 0 | 500000 | 0 | 500000 | 0 | 500000 | 0 | 500000 | 0 | 500000 | 0 | 500000 | 0 | 500000 | 0
| 500000 | 0 | 500000 | 0 | 500000 | 0 | 500000 | 0 | 500000 | 0 | 500000 | 0 | 500000 | 0 | 500000 | 0 | 500000 | 0 | 500000 | 0 | 500000 | 0 | 500000 | 0 | 500000 | 0 | 500000 | 0 | 500000 | 0
| 500000 | 0 | 500000 | 0 | 500000 | 0 | 500000 | 0 | 500000 | 0 | 500000 | 0 | 500000 | 0 | 500000 | 0 | 500000 | 0 | 500000 | 0 | 500000 | 0 | 500000 | 0 | 500000 | 0 | 500000 | 0 | 500000 | 0
| 500000 | 0 | 500000 | 0 | 500000 | 0 | 500000 | 0 | 500000 | 0 | 500000 | 0 | 500000 | 0 | 500000 | 0 | 500000 | 0 | 500000 | 0 | 500000 | 0 | 500000 | 0 | 500000 | 0 | 500000 | 0 | 500000 | 0
| 500000 | 0 | 500000 | 0 | 500000 | 0 | 500000 | 0 | 500000 | 0 | 500000 | 0 | 500000 | 0 | 500000 | 0 | 500000 | 0 | 500000 | 0 | 500000 | 0 | 500000 | 0 | 500000 | 0 | 500000 | 0 | 500000 | 0
| 500000 | 0 | 500000 | 0 | 500000 | 0 | 500000 | 0 | 500000 | 0 | 500000 | 0 | 500000 | 0 | 500000 | 0 | 500000 | 0 | 500000 | 0 | 500000 | 0 | 500000 | 0 | 500000 | 0 | 500000 | 0 | 500000 | 0
| 500000 | 0 | 500000 | 0 | 500000 | 0 | 500000 | 0 | 500000 | 0 | 500000 | 0 | 500000 | 0 | 500000 | 0 | 500000 | 0 | 500000 | 0 | 500000 | 0 | 500000 | 0 | 500000 | 0 | 500000 | 0 | 500000 | 0
| 500000 | 0 | 500000 | 0 | 500000 | 0 | 500000 | 0 | 500000 | 0 | 500000 | 0 | 500000 | 0 | 500000 | 0 | 500000 | 0 | 500000 | 0 | 500000 | 0 | 500000 | 0 | 500000 | 0 | 500000 | 0 | 500000 | 0
| 500000 | 0 | 500000 | 0 | 500000 | 0 | 500000 | 0 | 500000 | 0 | 500000 | 0 | 500000 | 0 | 500000 | 0 | 500000 | 0 | 500000 | 0 | 500000 | 0 | 500000 | 0 | 500000 | 0 | 500000 | 0 | 500000 | 0
| 500000 | 0 | 500000 | 0 | 500000 | 0 | 500000 | 0 | 500000 | 0 | 500000 | 0 | 500000 | 0 | 500000 | 0 | 500000 | 0 | 500000 | 0 | 500000 | 0 | 500000 | 0 | 500000 | 0 | 500000 | 0 | 500000 | 0
| 500000 | 0 | 500000 | 0 | 500000 | 0 | 500000 | 0 | 500000 | 0 | 500000 | 0 | 500000 | 0 | 500000 | 0 | 500000 | 0 | 500000 | 0 | 500000 | 0 | 500000 | 0 | 500000 | 0 | 500000 | 0 | 500000 | 0
| 500000 | 0 | 500000 | 0 | 500000 | 0 | 500000 | 0 | 500000 | 0 | 500000 | 0 | 500000 | 0 | 500000 | 0 | 500000 | 0 | 500000 | 0 | 500000 | 0 | 500000 | 0 | 500000 | 0 | 500000 | 0 | 500000 | 0
| 500000 | 0 | 500000 | 0 | 500000 | 0 | 500000 | 0 | 500000 | 0 | 500000 | 0 | 500000 | 0 | 500000 | 0 | 500000 | 0 | 500000 | 0 | 500000 | 0 | 500000 | 0 | 500000 | 0 | 500000 | 0 | 500000 | 0
| 500000 | 0 | 500000 | 0 | 500000 | 0 | 500000 | 0 | 500000 | 0 | 500000 | 0 | 500000 | 0 | 500000 | 0 | 500000 | 0 | 500000 | 0 | 500000 | 0 | 500000 | 0 | 500000 | 0 | 500000 | 0 | 500000 | 0
| 500000 | 0 | 500000 | 0 | 500000 | 0 | 500000 | 0 | 500000 | 0 | 500000 | 0 | 500000 | 0 | 500000 | 0 | 500000 | 0 | 500000 | 0 | 500000 | 0 | 500000 | 0 | 500000 | 0 | 500000 | 0 | 500000 | 0
| 500000 | 0 | 500000 | 0 | 500000 | 0 | 500000 | 0 | 500000 | 0 | 500000 | 0 | 500000 | 0 | 500000 | 0 | 500000 | 0 | 500000 | 0 | 500000 | 0 | 500000 | 0 | 500000 | 0 | 500000 | 0 | 500000 | 0
| 500000 | 0 | 500000 | 0 | 500000 | 0 | 500000 | 0 | 500000 | 0 | 500000 | 0 | 500000 | 0 | 500000 | 0 | 500000 | 0 | 500000 | 0 | 500000 | 0 | 500000 | 0 | 500000 | 0 | 500000 | 0 | 500000 | 0
| 500000 | 0 | 500000 | 0 | 500000 | 0 | 500000 | 0 | 500000 | 0 | 500000 | 0 | 500000 | 0 | 500000 | 0 | 500000 | 0 | 500000 | 0 | 500000 | 0 | 500000 | 0 | 500000 | 0 | 500000 | 0 | 500000 | 0
| 500000 | 0 | 500000 | 0 | 500000 | 0 | 500000 | 0 | 500000 | 0 | 500000 | 0 | 500000 | 0 | 500000 | 0 | 500000 | 0 | 500000 | 0 | 500000 | 0 | 500000 | 0 | 500000 | 0 | 500000 | 0 | 500000 | 0
| 500000 | 0 | 500000 | 0 | 500000 | 0 | 500000 | 0 | 500000 | 0 | 500000 | 0 | 500000 | 0 | 500000 | 0 | 500000 | 0 | 500000 | 0 | 500000 | 0 | 500000 | 0 | 500000 | 0 | 500000 | 0 | 500000 | 0
| 500000 | 0 | 500000 | 0 | 500000 | 0 | 500000 | 0 | 500000 | 0 | 500000 | 0 | 500000 | 0 | 500000 | 0 | 500000 | 0 | 500000 | 0 | 500000 | 0 | 500000 | 0 | 500000 | 0 | 500000 | 0 | 500000 | 0
| 500000 | 0 | 500000 | 0 | 500000 | 0 | 500000 | 0 | 500000 | 0 | 500000 | 0 | 500000 | 0 | 500000 | 0 | 500000 | 0 | 500000 | 0 | 500000 | 0 | 500000 | 0 | 500000 | 0 | 500000 | 0 | 500000 | 0
| 500000 | 0 | 500000 | 0 | 500000 | 0 | 500000 | 0 | 500000 | 0 | 500000 | 0 | 500000 | 0 | 500000 | 0 | 500000 | 0 | 500000 | 0 | 500000 | 0 | 500000 | 0 | 500000 | 0 | 500000 | 0 | 500000 | 0
| 500000 | 0 | 500000 | 0 | 500000 | 0 | 500000 | 0 | 500000 | 0 | 500000 | 0 | 500000 | 0 | 500000 | 0 | 500000 | 0 | 500000 | 0 | 500000 | 0 | 500000 | 0 | 500000 | 0 | 500000 | 0 | 500000 | 0
| 500000 | 0 | 500000 | 0 | 500000 | 0 | 500000 | 0 | 500000 | 0 | 500000 | 0 | 500000 | 0 | 500000 | 0 | 500000 | 0 | 500000 | 0 | 500000 | 0 | 500000 | 0 | 500000 | 0 | 500000 | 0 | 500000 | 0
| 500000 | 0 | 500000 | 0 | 500000 | 0 | 500000 | 0 | 500000 | 0 | 500000 | 0 | 500000 | 0 | 500000 | 0 | 500000 | 0 | 500000 | 0 | 500000 | 0 | 500000 | 0 | 500000 | 0 | 500000 | 0 | 500000 | 0
| 500000 | 0 | 500000 | 0 | 500000 | 0 | 500000 | 0 | 500000 | 0 | 500000 | 0 | 500000 | 0 | 500000 | 0 | 500000 | 0 | 500000 | 0 | 500000 | 0 | 500000 | 0 | 500000 | 0 | 500000 | 0 | 500000 | 0
| 500000 | 0 | 500000 | 0 | 500000 | 0 | 500000 | 0 | 500000 | 0 | 500000 | 0 | 500000 | 0 | 500000 | 0 | 500000 | 0 | 500000 | 0 | 500000 | 0 | 500000 | 0 | 500000 | 0 | 500000 | 0 | 500000 | 0
| 500000 | 0 | 500000 | 0 | 500000 | 0 | 500000 | 0 | 500000 | 0 | 500000 | 0 | 500000 | 0 | 500000 | 0 | 500000 | 0 | 500000 | 0 | 500000 | 0 | 500000 | 0 | 500000 | 0 | 500000 | 0 | 500000 | 0
| 500000 | 0 | 500000 | 0 | 500000 | 0 | 500000 | 0 | 500000 | 0 | 500000 | 0 | 500000 | 0 | 500000 | 0 | 500000 | 0 | 500000 | 0 | 500000 | 0 | 500000 | 0 | 500000 | 0 | 500000 | 0 | 500000 | 0
| 500000 | 0 | 500000 | 0 | 500000 | 0 | 500000 | 0 | 500000 | 0 | 500000 | 0 | 500000 | 0 | 500000 | 0 | 500000 | 0 | 500000 | 0 | 500000 | 0 | 500000 | 0 | 500000 | 0 | 500000 | 0 | 500000 | 0
| 500000 | 0 | 500000 | 0 | 500000 | 0 | 500000 | 0 | 500000 | 0 | 500000 | 0 | 500000 | 0 | 500000 | 0 | 500000 | 0 | 500000 | 0 | 500000 | 0 | 500000 | 0 | 500000 | 0 | 500000 | 0 | 500000 | 0
| 500000 | 0 | 500000 | 0 | 500000 | 0 | 500000 | 0 | 500000 | 0 | 500000 | 0 | 500000 | 0 | 500000 | 0 | 500000 | 0 | 500000 | 0 | 500000 | 0 | 500000 | 0 | 500000 | 0 | 500000 | 0 | 500000 | 0
| 500000 | 0 | 500000 | 0 | 500000 | 0 | 500000 | 0 | 500000 | 0 | 500000 | 0 | 500000 | 0 | 500000 | 0 | 500000 | 0 | 500000 | 0 | 500000 | 0 | 500000 | 0 | 500000 | 0 | 500000 | 0 | 500000 | 0
| 500000 | 0 | 500000 | 0 | 500000 | 0 | 500000 | 0 | 500000 | 0 | 500000 | 0 | 500000 | 0 | 500000 | 0 | 500000 | 0 | 500000 | 0 | 500000 | 0 | 500000 | 0 | 500000 | 0 | 500000 | 0 | 500000 | 0
| 500000 | 0 | 500000 | 0 | 500000 | 0 | 500000 | 0 | 500000 | 0 | 500000 | 0 | 500000 | 0 | 500000 | 0 | 500000 | 0 | 500000 | 0 | 500000 | 0 | 500000 | 0 | 500000 | 0 | 500000 | 0 | 500000 | 0
| 500000 | 0 | 500000 | 0 | 500000 | 0 | 500000 | 0 | 500000 | 0 | 500000 | 0 | 500000 | 0 | 500000 | 0 | 500000 | 0 | 500000 | 0 | 500000 | 0 | 500000 | 0 | 500000 | 0 | 500000 | 0 | 500000 | 0
| 500000 | 0 | 500000 | 0 | 500000 | 0 | 500000 | 0 | 500000 | 0 | 500000 | 0 | 500000 | 0 | 500000 | 0 | 500000 | 0 | 500000 | 0 | 500000 | 0 | 500000 | 0 | 500000 | 0 | 500000 | 0 | 500000 | 0
| 500000 | 0 | 500000 | 0 | 500000 | 0 | 500000 | 0 | 500000 | 0 | 500000 | 0 | 500000 | 0 | 500000 | 0 | 500000 | 0 | 500000 | 0 | 500000 | 0 | 500000 | 0 | 500000 | 0 | 500000 | 0 | 500000 | 0
| 500000 | 0 | 500000 | 0 | 500000 | 0 | 500000 | 0 | 500000 | 0 | 500000 | 0 | 500000 | 0 | 500000 | 0 | 500000 | 0 | 500000 | 0 | 500000 | 0 | 500000 | 0 | 500000 | 0 | 500000 | 0 | 500000 | 0
| 500000 | 0 | 500000 | 0 | 500000 | 0 | 500000 | 0 | 500000 | 0 | 500000 | 0 | 500000 | 0 | 500000 | 0 | 500000 | 0 | 500000 | 0 | 500000 | 0 | 500000 | 0 | 500000 | 0 | 500000 | 0 | 500000 | 0
| 500000 | 0 | 500000 | 0 | 500000 | 0 | 500000 | 0 | 500000 | 0 | 500000 | 0 | 500000 | 0 | 500000 | 0 | 500000 | 0 | 500000 | 0 | 500000 | 0 | 500000 | 0 | 500000 | 0 | 500000 | 0 | 500000 | 0
| 500000 | 0 | 500000 | 0 | 500000 | 0 | 500000 | 0 | 500000 | 0 | 500000 | 0 | 500000 | 0 | 500000 | 0 | 500000 | 0 | 500000 | 0 | 500000 | 0 | 500000 | 0 | 500000 | 0 | 500000 | 0 | 500000 | 0
| 500000 | 0 | 500000 | 0 | 500000 | 0 | 500000 | 0 | 500000 | 0 | 500000 | 0 | 500000 | 0 | 500000 | 0 | 500000 | 0 | 500000 | 0 | 500000 | 0 | 500000 | 0 | 500000 | 0 | 500000 | 0 | 500000 | 0
| 500000 | 0 | 500000 | 0 | 500000 | 0 | 500000 | 0 | 500000 | 0 | 500000 | 0 | 500000 | 0 | 500000 | 0 | 500000 | 0 | 500000 | 0 | 500000 | 0 | 500000 | 0 | 500000 | 0 | 500000 | 0 | 500000 | 0
| 500000 | 0 | 500000 | 0 | 500000 | 0 | 500000 | 0 | 500000 | 0 | 500000 | 0 | 500000 | 0 | 500000 | 0 | 500000 | 0 | 500000 | 0 | 500000 | 0 | 500000 | 0 | 500000 | 0 | 500000 | 0 | 500000 | 0
| 500000 | 0 | 500000 | 0 | 500000 | 0 | 500000 | 0 | 500000 | 0 | 500000 | 0 | 500000 | 0 | 500000 | 0 | 500000 | 0 | 500000 | 0 | 500000 | 0 | 500000 | 0 | 500000 | 0 | 500000 | 0 | 500000 | 0
| 500000 | 0 | 500000 | 0 | 500000 | 0 | 500000 | 0 | 500000 | 0 | 500000 | 0 | 500000 | 0 | 500000 | 0 | 500000 | 0 | 500000 | 0 | 500000 | 0 | 500000 | 0 | 500000 | 0 | 500000 | 0 | 500000 | 0
| 500000 | 0 | 500000 | 0 | 500000 | 0 | 500000 | 0 | 500000 | 0 | 500000 | 0 | 500000 | 0 | 500000 | 0 | 500000 | 0 | 500000 | 0 | 500000 | 0 | 500000 | 0 | 500000 | 0 | 500000 | 0 | 500000 | 0
| 500000 | 0 | 500000 | 0 | 500000 | 0 | 500000 | 0 | 500000 | 0 | 500000 | 0 | 500000 | 0 | 500000 | 0 | 500000 | 0 | 500000 | 0 | 500000 | 0 | 500000 | 0 | 500000 | 0 | 500000 | 0 | 500000 | 0
| 500000 | 0 | 500000 | 0 | 500000 | 0 | 500000 | 0 | 500000 | 0 | 500000 | 0 | 500000 | 0 | 500000 | 0 | 500000 | 0 | 500000 | 0 | 500000 | 0 | 500000 | 0 | 500000 | 0 | 500000 | 0 | 500000 | 0
| 500000 | 0 | 500000 | 0 | 500000 | 0 | 500000 | 0 | 500000 | 0 | 500000 | 0 | 500000 | 0 | 500000 | 0 | 500000 | 0 | 500000 | 0 | 500000 | 0 | 500000 | 0 | 500000 | 0 | 500000 | 0 | 500000 | 0
| 500000 | 0 | 500000 | 0 | 500000 | 0 | 500000 | 0 | 500000 | 0 | 500000 | 0 | 500000 | 0 | 500000 | 0 | 500000 | 0 | 500000 | 0 | 500000 | 0 | 500000 | 0 | 500000 | 0 | 500000 | 0 | 500000 | 0
| 500000 | 0 | 500000 | 0 | 500000 | 0 | 500000 | 0 | 500000 | 0 | 500000 | 0 | 500000 | 0 | 500000 | 0 | 500000 | 0 | 500000 | 0 | 500000 | 0 | 500000 | 0 | 500000 | 0 | 500000 | 0 | 500000 | 0
| 500000 | 0 | 500000 | 0 | 500000 | 0 | 500000 | 0 | 500000 | 0 | 500000 | 0 | 500000 | 0 | 500000 | 0 | 500000 | 0 | 500000 | 0 | 500000 | 0 | 500000 | 0 | 500000 | 0 | 500000 | 0 | 500000 | 0
| 500000 | 0 | 500000 | 0 | 500000 | 0 | 500000 | 0 | 500000 | 0 | 500000 | 0 | 500000 | 0 | 500000 | 0 | 500000 | 0 | 500000 | 0 | 500000 | 0 | 500000 | 0 | 500000 | 0 | 500000 | 0 | 500000 | 0
| 500000 | 0 | 500000 | 0 | 500000 | 0 | 500000 | 0 | 500000 | 0 | 500000 | 0 | 500000 | 0 | 500000 | 0 | 500000 | 0 | 500000 | 0 | 500000 | 0 | 500000 | 0 | 500000 | 0 | 500000 | 0 | 500000 | 0
| 500000 | 0 | 500000 | 0 | 500000 | 0 | 500000 | 0 | 500000 | 0 | 500000 | 0 | 500000 | 0 | 500000 | 0 | 500000 | 0 | 500000 | 0 | 500000 | 0 | 500000 | 0 | 500000 | 0 | 500000 | 0 | 500000 | 0
| 500000 | 0 | 500000 | 0 | 500000 | 0 | 500000 | 0 | 500000 | 0 | 500000 | 0 | 500000 | 0 | 500000 | 0 | 500000 | 0 | 500000 | 0 | 500000 | 0 | 500000 | 0 | 500000 | 0 | 500000 | 0 | 500000 | 0
| 500000 | 0 | 500000 | 0 | 500000 | 0 | 500000 | 0 | 500000 | 0 | 500000 | 0 | 500000 | 0 | 500000 | 0 | 500000 | 0 | 500000 | 0 | 500000 | 0 | 500000 | 0 | 500000 | 0 | 500000 | 0 | 500000 | 0
| 500000 | 0 | 500000 | 0 | 500000 | 0 | 500000 | 0 | 500000 | 0 | 500000 | 0 | 500000 | 0 | 500000 | 0 | 500000 | 0 | 500000 | 0 | 500000 | 0 | 500000 | 0 | 500000 | 0 | 500000 | 0 | 500000 | 0
| 500000 | 0 | 500000 | 0 | 500000 | 0 | 500000 | 0 | 500000 | 0 | 500000 | 0 | 500000 | 0 | 500000 | 0 | 500000 | 0 | 500000 | 0 | 500000 | 0 | 500000 | 0 | 500000 | 0 | 500000 | 0 | 500000 | 0
| 500000 | 0 | 500000 | 0 | 500000 | 0 | 500000 | 0 | 500000 | 0 | 500000 | 0 | 500000 | 0 | 500000 | 0 | 500000 | 0 | 500000 | 0 | 500000 | 0 | 500000 | 0 | 500000 | 0 | 500000 | 0 | 500000 | 0
| 500000 | 0 | 500000 | 0 | 500000 | 0 | 500000 | 0 | 500000 | 0 | 500000 | 0 | 500000 | 0 | 500000 | 0 | 500000 | 0 | 500000 | 0 | 500000 | 0 | 500000 | 0 | 500000 | 0 | 500000 | 0 | 500000 | 0
| 500000 | 0 | 500000 | 0 | 500000 | 0 | 500000 | 0 | 500000 | 0 | 500000 | 0 | 500000 | 0 | 500000 | 0 | 500000 | 0 | 500000 | 0 | 500000 | 0 | 500000 | 0 | 500000 | 0 | 500000 | 0 | 500000 | 0
| 500000 | 0 | 500000 | 0 | 500000 | 0 | 500000 | 0 | 500000 | 0 | 500000 | 0 | 500000 | 0 | 500000 | 0 | 500000 | 0 | 500000 | 0 | 500000 | 0 | 500000 | 0 | 500000 | 0 | 500000 | 0 | 500000 | 0
| 500000 | 0 | 500000 | 0 | 500000 | 0 | 500000 | 0 | 500000 | 0 | 500000 | 0 | 500000 | 0 | 500000 | 0 | 500000 | 0 | 500000 | 0 | 500000 | 0 | 500000 | 0 | 500000 | 0 | 500000 | 0 | 500000 | 0
| 500000 | 0 | 500000 | 0 | 500000 | 0 | 500000 | 0 | 500000 | 0 | 500000 | 0 | 500000 | 0 | 500000 | 0 | 500000 | 0 | 500000 | 0 | 500000 | 0 | 500000 | 0 | 500000 | 0 | 500000 | 0 | 500000 | 0
| 500000 | 0 | 500000 | 0 | 500000 | 0 | 500000 | 0 | 500000 | 0 | 500000 | 0 | 500000 | 0 | 500000 | 0 | 500000 | 0 | 500000 | 0 | 500000 | 0 | 500000 | 0 | 500000 | 0 | 500000 | 0 | 500000 | 0
| 500000 | 0 | 500000 | 0 | 500000 | 0 | 500000 | 0 | 500000 | 0 | 500000 | 0 | 500000 | 0 | 500000 | 0 | 500000 | 0 | 500000 | 0 | 500000 | 0 | 500000 | 0 | 500000 | 0 | 500000 | 0 | 500000 | 0
| 500000 | 0 | 500000 | 0 | 500000 | 0 | 500000 | 0 | 500000 | 0 | 500000 | 0 | 500000 | 0 | 500000 | 0 | 500000 | 0 | 500000 | 0 | 500000 | 0 | 500000 | 0 | 500000 | 0 | 500000 | 0 | 500000 | 0
| 500000 | 0 | 500000 | 0 | 500000 | 0 | 500000 | 0 | 500000 | 0 | 500000 | 0 | 500000 | 0 | 500000 | 0 | 500000 | 0 | 500000 | 0 | 500000 | 0 | 500000 | 0 | 500000 | 0 | 500000 | 0 | 500000 | 0
| 500000 | 0 | 500000 | 0 | 500000 | 0 | 500000 | 0 | 500000 | 0 | 500000 | 0 | 500000 | 0 | 500000 | 0 | 500000 | 0 | 500000 | 0 | 500000 | 0 | 500000 | 0 | 500000 | 0 | 500000 | 0 | 500000 | 0

## 1b. Original Design Plot
This plot is generated automatically from the tab "1a. Original Design"
0.1037
0.0400
LCOE target
LCOE
$/kWh
$/kWh

## 2a. Proposed Design
Proposed Tidal Design -- CASE S4 | [5 empty] | Please use this template to calculate the metrics for your proposed system design. All changes made will be highlighted in red. Use the tab ("2c. Summary of changes") to document the values changed. |  |  | Add in J2 Control number |  |  |  | LCOE calculation |  |  |  | Factors: material, manufacturing, and installation (dimensionless)
M1 | 0.37957 | -- | [6 empty] | …… |  |  |  | LCOE original | 0.10374 | $/kWh |  |  | Material | Material factor ft
M2 | 0.00033252 | m2/kg | [5 empty] | Brown numbers = input data |  |  |  |  | LCOE target | 0.04 | $/kWh |  |  | Aluminum alloys | 4
LCOE | 0.10374 | $/kWh | [5 empty] | Black numbers = result of equations |  |  |  |  | Csref (Steel ref) | 2 | $/kg |  |  | Brass (70Cu30Zn, annealed) | 1.1
LCOE target | 0.04 | $/kWh | [10 empty] | vCutIn | 0.5 | m/s |  |  | CFRP Laminate (carbon fiber reinforced polymer) | 80
[5 empty] | M2 calculation | [7 empty] | vCutOut | 5 | m/s |  |  | Copper alloys | 1.5
[13 empty] | FCR | 0.082 | 1/yr |  |  | GFRP Laminate (glass-fiber reinforced plastic or fiberglass) | 4
M1 calculation |  |  |  |  | j | Component | mj (kg) | ftj | fmj | fij | mcj (kg) |  | Per (rated power) | 500000 | We |  |  | Lead alloys | 0.6
[5 empty] | 1 | Rotor (blades, hub) | 47492.3699 | 4 | 2.8007 | 0.06365 | 3072.5 |  | OpExPerKW | 197 | $/kW/yr |  |  | Nickel alloys | 3
Water density | ρ | 1025 | kg/m3 |  | 2 | Nacelle (generator, drive-train, PTO, yaw, bearings, pitch…) | 51957.6187 | 1 | 2.8007 | 0.06365 | 13445.51 |  | OpEx | 98500 | $/yr |  |  | Pre-stressed concrete | 0.3
Swept rotor area | Ar | 100 | m2 |  | 3 | Structure (tower, cross-arm, columns...) | 49259.9879 | 1 | 8.0324 | 0.06365 | 5415.56 |  | CapEx | 601474.0519 | $ |  |  | Titanium alloys | 22.5
Water speed below rated | V1 | 1.5 | m/s |  | 4 | Floating system (floaters, ballast…) | 58631.0294 | 1 | 7.8373 | 0.06365 | 6587.09 |  | LCOE | 0.10374 | $/kWh |  |  | Steel of reference, to calculate ft factors | 1
Water power at V1 | Pw1 | 172968.75 | W |  | 5 | Mooring system (ropes, connection…) | 3012.7803 | 1 | 1.7221 | 0.11747 | 1061.01 |  | indVin | 40 | --
Electrical power at V1 | Pe1 | 65654.2259 | We |  | 6 | Anchoring/foundation system | 90383.2397 | 0.3 | 1.7221 | 0.11747 | 106100.8 |  | indVoff | 131 | --
Generator losses | Lg | 0.03 | p.u. | [9 empty] | nHoursYear | 8760 | hr/yr |  | j | Component (j = 1 to 7) | Manufacturing factor fm | Installation factor fi
Drive-train losses | Ldt | 0.035 | p.u. | [9 empty] | interval | 0.05 | -- |  | 1 | Rotor (blades, hub) | 2.8007 | 0.06365
Wake effect losses | Lw | 0 | p.u. | [9 empty] | kk | 20 | -- |  | 2 | Nacelle (generator, drive-train, PTO, yaw, bearings, pitch…) | 2.8007 | 0.06365
Electrical losses | Le | 0 | p.u. | [9 empty] | nV0 | 291 | -- |  | 3 | Structure (tower, cross-arm, columns...) | 8.0324 | 0.06365
Other losses | Lo | 0.0298 | p.u. | [9 empty] | meanWaterVel | 1.7057 | m/s |  | 4 | Floating system (floaters, ballast…) | 7.8373 | 0.06365
Water turbine availavility | Av | 0.9288 | p.u. |  |  | Meq | 300737.026 | kg |  |  |  |  | ratedWaterVel | 3 | m/s |  | 5 | Mooring system (ropes, connection…) | 1.7221 | 0.11747
Max. power coefficient | Cp | 0.45 | p.u. |  | M2 | 0.00033252 | m2/kg | [5 empty] | WhYear | 1424887832.6953 | Wh/yr |  | 6 | Anchoring/foundation system | 1.7221 | 0.11747
Electromechanical eff. | µ | 0.8435 | p.u. | [9 empty] | CF | 32.5317 | %
Water-to-electron eff. | Pe1/Pw1 | 0.37957 | p.u. |  | Average cross section in this site, meanCS, (m2) |  | 3300 | [5 empty] | AEP | 1424887.8327 | kWh/yr
| M1 | 0.37957 | -- |  | meanWidth | Average width (m) | 300
[5 empty] | meanDepth | Average depth (m) | 11 | [9 empty] | Cost of electrical lines (intra-farm and farm to shore) and substation are excluded
LCOE calculations (should not need to change anything below this row)
| V0 | Pwater | h1 | Pelec | WhYear |  |  | Proposed S4 LCOE | Target S4 LCOE |  |  |  | Speed (m/s) | Time | Site (Tidal): Kootznahoo Inlet at Angoon, in Alaska
| 0 | 0 | 0 | 0 | 0 |  | M1 | M2 | M2 |  |  |  | 0 | 0
| 0.05 | 6.4063 | 0 | 0 | 0 |  | 0.1 | 1000000 | 1000000 |  |  |  | 0.05 | 0.016177
| 0.1 | 51.25 | 0 | 0 | 0 |  | 0.11601 | 1000000 | 1000000 |  |  |  | 0.1 | 0.02062
| 0.15 | 172.9688 | 0 | 0 | 0 |  | 0.13459 | 1000000 | 1000000 |  |  |  | 0.15 | 0.012417
| 0.2 | 410 | 0 | 0 | 0 |  | 0.15614 | 1000000 | 1000000 |  |  |  | 0.2 | 0.017544
| 0.25 | 800.7812 | 0 | 0 | 0 |  | 0.18114 | 1000000 | 1000000 |  |  |  | 0.25 | 0.017088
| 0.3 | 1383.75 | 0 | 0 | 0 |  | 0.21015 | 0.0045431 | 1000000 |  |  |  | 0.3 | 0.014126
| 0.35 | 2197.3437 | 0 | 0 | 0 |  | 0.2438 | 0.0011122 | 1000000 |  |  |  | 0.35 | 0.01424
| 0.4 | 3280 | 0 | 0 | 0 |  | 0.28284 | 0.00062574 | 1000000 |  |  |  | 0.4 | 0.01743
| 0.45 | 4670.1562 | 0 | 0 | 0 |  | 0.32813 | 0.00043343 | 1000000 |  |  |  | 0.45 | 0.017202
| 0.5 | 6406.25 | 0.018227 | 2431.638 | 388264.2763 |  | 0.38068 | 0.00033097 | 1000000 |  |  |  | 0.5 | 0.018227
| 0.55 | 8526.7187 | 0.016746 | 3236.5102 | 863055.6731 |  | 0.44164 | 0.0002671 | 1000000 |  |  |  | 0.55 | 0.016746
| 0.6 | 11070 | 0.015721 | 4201.8705 | 1441724.7505 |  | 0.51235 | 0.00022397 | 1000000 |  |  |  | 0.6 | 0.015721
| 0.65 | 14074.5313 | 0.017886 | 5342.3087 | 2278747.3039 |  | 0.5944 | 0.00019337 | 1000000 |  |  |  | 0.65 | 0.017886
| 0.7 | 17578.75 | 0.01424 | 6672.4147 | 3111088.8461 |  | 0.68958 | 0.00017053 | 1000000 |  |  |  | 0.7 | 0.01424
| 0.75 | 21621.0938 | 0.015379 | 8206.7782 | 4216732.039 |  | 0.8 | 0.00015273 | 1000000 |  |  |  | 0.75 | 0.015379
| 0.8 | 26240 | 0.016974 | 9959.9892 | 5697727.2944 | [7 empty] | 0.8 | 0.016974
| 0.85 | 31473.9063 | 0.017316 | 11946.6375 | 7509892.5642 | [7 empty] | 0.85 | 0.017316
| 0.9 | 37361.25 | 0.015265 | 14181.3128 | 9406291.7687 | [7 empty] | 0.9 | 0.015265
| 0.95 | 43940.4688 | 0.015265 | 16678.605 | 11636641.9306 | [7 empty] | 0.95 | 0.015265
| 1 | 51250 | 0.017088 | 19453.104 | 14548624.0025 |  |  | M1 | M2 |  |  |  | 1 | 0.017088
| 1.05 | 59328.2813 | 0.016519 | 22519.3995 | 17807241.1403 |  | Betz × 1 | 0.593 | 0 |  |  |  | 1.05 | 0.016519
| 1.1 | 68213.75 | 0.017202 | 25892.0814 | 21708928.2656 |  |  | 0.593 | 0.005 |  |  |  | 1.1 | 0.017202
| 1.15 | 77944.8438 | 0.016974 | 29585.7395 | 26108163.9277 | [7 empty] | 1.15 | 0.016974
| 1.2 | 88560 | 0.015265 | 33614.9637 | 30603332.4125 | [7 empty] | 1.2 | 0.015265
| 1.25 | 100097.6563 | 0.014924 | 37994.3437 | 35570385.1655 | [7 empty] | 1.25 | 0.014924
| 1.3 | 112596.25 | 0.018455 | 42738.4694 | 42479819.7465 | [7 empty] | 1.3 | 0.018455
| 1.35 | 126094.2188 | 0.015379 | 47861.9307 | 48927930.8477 | [7 empty] | 1.35 | 0.015379
| 1.4 | 140630 | 0.014696 | 53379.3173 | 55799742.6203 | [7 empty] | 1.4 | 0.014696
| 1.45 | 156242.0313 | 0.01743 | 59305.2191 | 64854834.7912 | [7 empty] | 1.45 | 0.01743
| 1.5 | 172968.75 | 0.016405 | 65654.2259 | 74289656.7043 | [7 empty] | 1.5 | 0.016405
| 1.55 | 190848.5938 | 0.015265 | 72440.9276 | 83976835.837 | [7 empty] | 1.55 | 0.015265
| 1.6 | 209920 | 0.014354 | 79679.9139 | 93995917.833 | [7 empty] | 1.6 | 0.014354
| 1.65 | 230221.4063 | 0.016291 | 87385.7747 | 106466459.2162 | [7 empty] | 1.65 | 0.016291
| 1.7 | 251791.25 | 0.015152 | 95573.0998 | 119151616.1048 | [7 empty] | 1.7 | 0.015152
| 1.75 | 274667.9688 | 0.015379 | 104256.4791 | 133197379.6299 | [7 empty] | 1.75 | 0.015379
| 1.8 | 298890 | 0.012417 | 113450.5024 | 145538126.6922 | [7 empty] | 1.8 | 0.012417
| 1.85 | 324495.7813 | 0.015152 | 123169.7595 | 161886112.9499 | [7 empty] | 1.85 | 0.015152
| 1.9 | 351523.75 | 0.012645 | 133428.8402 | 176666343.8732 | [7 empty] | 1.9 | 0.012645
| 1.95 | 380012.3438 | 0.014696 | 144242.3344 | 195235449.3096 | [7 empty] | 1.95 | 0.014696
| 2 | 410000 | 0.015038 | 155624.8318 | 215735803.0961 | [7 empty] | 2 | 0.015038
| 2.05 | 441525.1563 | 0.014468 | 167590.9224 | 236976205.5796 | [7 empty] | 2.05 | 0.014468
| 2.1 | 474626.25 | 0.011848 | 180155.1959 | 255673925.9842 | [7 empty] | 2.1 | 0.011848
| 2.15 | 509341.7188 | 0.012531 | 193332.2423 | 276896863.8553 | [7 empty] | 2.15 | 0.012531
| 2.2 | 545710 | 0.013557 | 207136.6512 | 301495580.0361 | [7 empty] | 2.2 | 0.013557
| 2.25 | 583769.5312 | 0.013784 | 221583.0125 | 328252145.3052 | [7 empty] | 2.25 | 0.013784
| 2.3 | 623558.75 | 0.012076 | 236685.9161 | 353289405.9862 | [7 empty] | 2.3 | 0.012076
| 2.35 | 665116.0937 | 0.010936 | 252459.9518 | 377475863.1585 | [7 empty] | 2.35 | 0.010936
| 2.4 | 708480 | 0.013215 | 268919.7094 | 408606582.2175 | [7 empty] | 2.4 | 0.013215
| 2.45 | 753688.9062 | 0.010139 | 286079.7787 | 434015472.4771 | [7 empty] | 2.45 | 0.010139
| 2.5 | 800781.25 | 0.011506 | 303954.7497 | 464651950.5256 | [7 empty] | 2.5 | 0.011506
| 2.55 | 849795.4687 | 0.010139 | 322559.212 | 493300852.7842 | [7 empty] | 2.55 | 0.010139
| 2.6 | 900770 | 0.012759 | 341907.7555 | 531515997.1335 | [7 empty] | 2.6 | 0.012759
| 2.65 | 953743.2812 | 0.01219 | 362014.9701 | 570172168.4475 | [7 empty] | 2.65 | 0.01219
| 2.7 | 1008753.75 | 0.010481 | 382895.4456 | 605326314.8956 | [7 empty] | 2.7 | 0.010481
| 2.75 | 1065839.8437 | 0.0096833 | 404563.7718 | 639643720.2818 | [7 empty] | 2.75 | 0.0096833
| 2.8 | 1125040 | 0.0093415 | 427034.5385 | 674588747.5908 | [7 empty] | 2.8 | 0.0093415
| 2.85 | 1186392.6562 | 0.0095694 | 450322.3356 | 712338256.3001 | [7 empty] | 2.85 | 0.0095694
| 2.9 | 1249936.25 | 0.008658 | 474441.7529 | 748321890.548 | [7 empty] | 2.9 | 0.008658
| 2.95 | 1315709.2187 | 0.0084302 | 499407.3802 | 785202255.115 | [7 empty] | 2.95 | 0.0084302
| 3 | 1383750 | 0.0060378 | 500000 | 811647914.7186 | [7 empty] | 3 | 0.0060378
| 3.05 | 1454097.0312 | 0.0092276 | 500000 | 852064866.1882 | [7 empty] | 3.05 | 0.0092276
| 3.1 | 1526788.75 | 0.0091137 | 500000 | 891982842.9483 | [7 empty] | 3.1 | 0.0091137
| 3.15 | 1601863.5937 | 0.00581 | 500000 | 917430553.1328 | [7 empty] | 3.15 | 0.00581
| 3.2 | 1679360 | 0.0082023 | 500000 | 953356732.2169 | [7 empty] | 3.2 | 0.0082023
| 3.25 | 1759316.4062 | 0.0067213 | 500000 | 982796240.0774 | [7 empty] | 3.25 | 0.0067213
| 3.3 | 1841771.25 | 0.0075188 | 500000 | 1015728570.9045 | [7 empty] | 3.3 | 0.0075188
| 3.35 | 1926762.9687 | 0.0067213 | 500000 | 1045168078.7651 | [7 empty] | 3.35 | 0.0067213
| 3.4 | 2014330 | 0.00581 | 500000 | 1070615788.9496 | [7 empty] | 3.4 | 0.00581
| 3.45 | 2104510.7812 | 0.0050125 | 500000 | 1092570676.1677 | [7 empty] | 3.45 | 0.0050125
| 3.5 | 2197343.75 | 0.0060378 | 500000 | 1119016335.7712 | [7 empty] | 3.5 | 0.0060378
| 3.55 | 2292867.3437 | 0.0063796 | 500000 | 1146958919.5033 | [7 empty] | 3.55 | 0.0063796
| 3.6 | 2391120 | 0.004329 | 500000 | 1165919958.4643 | [7 empty] | 3.6 | 0.004329
| 3.65 | 2492140.1562 | 0.0035316 | 500000 | 1181388174.4588 | [7 empty] | 3.65 | 0.0035316
| 3.7 | 2595966.25 | 0.0047847 | 500000 | 1202345112.2579 | [7 empty] | 3.7 | 0.0047847
| 3.75 | 2702636.7187 | 0.0036455 | 500000 | 1218312302.9619 | [7 empty] | 3.75 | 0.0036455
| 3.8 | 2812190 | 0.0033037 | 500000 | 1232782569.5375 | [7 empty] | 3.8 | 0.0033037
| 3.85 | 2924664.5312 | 0.004329 | 500000 | 1251743608.4985 | [7 empty] | 3.85 | 0.004329
| 3.9 | 3040098.75 | 0.0045568 | 500000 | 1271702596.8785 | [7 empty] | 3.9 | 0.0045568
| 3.95 | 3158531.0937 | 0.0041012 | 500000 | 1289665686.4206 | [7 empty] | 3.95 | 0.0041012
| 4 | 3280000 | 0.0030759 | 500000 | 1303138003.5771 | [7 empty] | 4 | 0.0030759
| 4.05 | 3404543.9062 | 0.0036455 | 500000 | 1319105194.2811 | [7 empty] | 4.05 | 0.0036455
| 4.1 | 3532201.25 | 0.002848 | 500000 | 1331579562.0187 | [7 empty] | 4.1 | 0.002848
| 4.15 | 3663010.4687 | 0.0021645 | 500000 | 1341060081.4992 | [7 empty] | 4.15 | 0.0021645
| 4.2 | 3797010 | 0.001481 | 500000 | 1347546752.7227 | [7 empty] | 4.2 | 0.001481
| 4.25 | 3934238.2812 | 0.0017088 | 500000 | 1355031373.3652 | [7 empty] | 4.25 | 0.0017088
| 4.3 | 4074733.75 | 0.0013671 | 500000 | 1361019069.8792 | [7 empty] | 4.3 | 0.0013671
| 4.35 | 4218534.8437 | 0.0021645 | 500000 | 1370499589.3597 | [7 empty] | 4.35 | 0.0021645
| 4.4 | 4365680 | 0.0012531 | 500000 | 1375988311.1642 | [7 empty] | 4.4 | 0.0012531
| 4.45 | 4516207.6562 | 0.0013671 | 500000 | 1381976007.6783 | [7 empty] | 4.45 | 0.0013671
| 4.5 | 4670156.25 | 0.001481 | 500000 | 1388462678.9018 | [7 empty] | 4.5 | 0.001481
| 4.55 | 4827564.2187 | 0.0012531 | 500000 | 1393951400.7063 | [7 empty] | 4.55 | 0.0012531
| 4.6 | 4988470 | 0.0010253 | 500000 | 1398442173.0918 | [7 empty] | 4.6 | 0.0010253
| 4.65 | 5152912.0312 | 0.00091137 | 500000 | 1402433970.7678 | [7 empty] | 4.65 | 0.00091137
| 4.7 | 5320928.75 | 0.0010253 | 500000 | 1406924743.1533 | [7 empty] | 4.7 | 0.0010253
| 4.75 | 5492558.5937 | 0.001481 | 500000 | 1413411414.3768 | [7 empty] | 4.75 | 0.001481
| 4.8 | 5667840 | 0.00045568 | 500000 | 1415407313.2148 | [7 empty] | 4.8 | 0.00045568
| 4.85 | 5846811.4062 | 0.00056961 | 500000 | 1417902186.7623 | [7 empty] | 4.85 | 0.00056961
| 4.9 | 6029511.25 | 0.00079745 | 500000 | 1421395009.7288 | [7 empty] | 4.9 | 0.00079745
| 4.95 | 6215977.9687 | 0.00045568 | 500000 | 1423390908.5668 | [7 empty] | 4.95 | 0.00045568
| 5 | 6406250 | 0.00034176 | 500000 | 1424887832.6953 | [7 empty] | 5 | 0.00034176
| 5.05 | 6600365.7812 | 0 | 500000 | 0 | [7 empty] | 5.05 | 0.00079745
| 5.1 | 6798363.75 | 0 | 500000 | 0 | [7 empty] | 5.1 | 0.00068353
| 5.15 | 7000282.3437 | 0 | 500000 | 0 | [7 empty] | 5.15 | 0.00034176
| 5.2 | 7206160 | 0 | 500000 | 0 | [7 empty] | 5.2 | 0.00011392
| 5.25 | 7416035.1562 | 0 | 500000 | 0 | [7 empty] | 5.25 | 0.00011392
| 5.3 | 7629946.25 | 0 | 500000 | 0 | [7 empty] | 5.3 | 0
| 5.35 | 7847931.7187 | 0 | 500000 | 0
| 5.4 | 8070030 | 0 | 500000 | 0
| 5.45 | 8296279.5312 | 0 | 500000 | 0
| 5.5 | 8526718.75 | 0 | 500000 | 0
| 5.55 | 8761386.0937 | 0 | 500000 | 0
| 5.6 | 9000320 | 0 | 500000 | 0
| 5.65 | 9243558.9062 | 0 | 500000 | 0
| 5.7 | 9491141.25 | 0 | 500000 | 0
| 5.75 | 9743105.4687 | 0 | 500000 | 0
| 5.8 | 9999490 | 0 | 500000 | 0
| 5.85 | 10260333.2812 | 0 | 500000 | 0
| 5.9 | 10525673.75 | 0 | 500000 | 0
| 5.95 | 10795549.8437 | 0 | 500000 | 0
| 6 | 11070000 | 0 | 500000 | 0
| 6.05 | 11349062.6562 | 0 | 500000 | 0
| 6.1 | 11632776.25 | 0 | 500000 | 0
| 6.15 | 11921179.2187 | 0 | 500000 | 0
| 6.2 | 12214310 | 0 | 500000 | 0
| 6.25 | 12512207.0312 | 0 | 500000 | 0
| 6.3 | 12814908.75 | 0 | 500000 | 0
| 6.35 | 13122453.5937 | 0 | 500000 | 0
| 6.4 | 13434880 | 0 | 500000 | 0
| 6.45 | 13752226.4062 | 0 | 500000 | 0
| 6.5 | 14074531.25 | 0 | 500000 | 0
| 6.55 | 14401832.9687 | 0 | 500000 | 0
| 6.6 | 14734170 | 0 | 500000 | 0
| 6.65 | 15071580.7812 | 0 | 500000 | 0
| 6.7 | 15414103.75 | 0 | 500000 | 0
| 6.75 | 15761777.3437 | 0 | 500000 | 0
| 6.8 | 16114640 | 0 | 500000 | 0
| 6.85 | 16472730.1562 | 0 | 500000 | 0
| 6.9 | 16836086.25 | 0 | 500000 | 0
| 6.95 | 17204746.7187 | 0 | 500000 | 0
| 7 | 17578750 | 0 | 500000 | 0
| 7.05 | 17958134.5312 | 0 | 500000 | 0
| 7.1 | 18342938.75 | 0 | 500000 | 0
| 7.15 | 18733201.0937 | 0 | 500000 | 0
| 7.2 | 19128960 | 0 | 500000 | 0
| 7.25 | 19530253.9062 | 0 | 500000 | 0
| 7.3 | 19937121.25 | 0 | 500000 | 0
| 7.35 | 20349600.4687 | 0 | 500000 | 0
| 7.4 | 20767730 | 0 | 500000 | 0
| 7.45 | 21191548.2812 | 0 | 500000 | 0
| 7.5 | 21621093.75 | 0 | 500000 | 0
| 7.55 | 22056404.8437 | 0 | 500000 | 0
| 7.6 | 22497520 | 0 | 500000 | 0
| 7.65 | 22944477.6562 | 0 | 500000 | 0
| 7.7 | 23397316.25 | 0 | 500000 | 0
| 7.75 | 23856074.2187 | 0 | 500000 | 0
| 7.8 | 24320790 | 0 | 500000 | 0
| 7.85 | 24791502.0312 | 0 | 500000 | 0
| 7.9 | 25268248.75 | 0 | 500000 | 0
| 7.95 | 25751068.5937 | 0 | 500000 | 0
| 8 | 26240000 | 0 | 500000 | 0
| 8.05 | 26735081.4062 | 0 | 500000 | 0
| 8.1 | 27236351.25 | 0 | 500000 | 0
| 8.15 | 27743847.9687 | 0 | 500000 | 0
| 8.2 | 28257610 | 0 | 500000 | 0
| 8.25 | 28777675.7812 | 0 | 500000 | 0
| 8.3 | 29304083.75 | 0 | 500000 | 0
| 8.35 | 29836872.3437 | 0 | 500000 | 0
| 8.4 | 30376080 | 0 | 500000 | 0
| 8.45 | 30921745.1562 | 0 | 500000 | 0
| 8.5 | 31473906.25 | 0 | 500000 | 0
| 8.55 | 32032601.7187 | 0 | 500000 | 0
| 8.6 | 32597870 | 0 | 500000 | 0
| 8.65 | 33169749.5312 | 0 | 500000 | 0
| 8.7 | 33748278.75 | 0 | 500000 | 0
| 8.75 | 34333496.0937 | 0 | 500000 | 0
| 8.8 | 34925440 | 0 | 500000 | 0
| 8.85 | 35524148.9062 | 0 | 500000 | 0
| 8.9 | 36129661.25 | 0 | 500000 | 0
| 8.95 | 36742015.4687 | 0 | 500000 | 0
| 9 | 37361250 | 0 | 500000 | 0
| 9.05 | 37987403.2812 | 0 | 500000 | 0
| 9.1 | 38620513.75 | 0 | 500000 | 0
| 9.15 | 39260619.8437 | 0 | 500000 | 0
| 9.2 | 39907760 | 0 | 500000 | 0
| 9.25 | 40561972.6562 | 0 | 500000 | 0
| 9.3 | 41223296.25 | 0 | 500000 | 0
| 9.35 | 41891769.2187 | 0 | 500000 | 0
| 9.4 | 42567430 | 0 | 500000 | 0
| 9.45 | 43250317.0312 | 0 | 500000 | 0
| 9.5 | 43940468.75 | 0 | 500000 | 0
| 9.55 | 44637923.5938 | 0 | 500000 | 0
| 9.6 | 45342720 | 0 | 500000 | 0
| 9.65 | 46054896.4063 | 0 | 500000 | 0
| 9.7 | 46774491.25 | 0 | 500000 | 0
| 9.75 | 47501542.9688 | 0 | 500000 | 0
| 9.8 | 48236090 | 0 | 500000 | 0
| 9.85 | 48978170.7813 | 0 | 500000 | 0
| 9.9 | 49727823.75 | 0 | 500000 | 0
| 9.95 | 50485087.3438 | 0 | 500000 | 0
| 10 | 51250000 | 0 | 500000 | 0
| 10.05 | 52022600.1563 | 0 | 500000 | 0
| 10.1 | 52802926.25 | 0 | 500000 | 0
| 10.15 | 53591016.7188 | 0 | 500000 | 0
| 10.2 | 54386910 | 0 | 500000 | 0
| 10.25 | 55190644.5313 | 0 | 500000 | 0
| 10.3 | 56002258.75 | 0 | 500000 | 0
| 10.35 | 56821791.0938 | 0 | 500000 | 0
| 10.4 | 57649280 | 0 | 500000 | 0
| 10.45 | 58484763.9063 | 0 | 500000 | 0
| 10.5 | 59328281.25 | 0 | 500000 | 0
| 10.55 | 60179870.4688 | 0 | 500000 | 0
| 10.6 | 61039570 | 0 | 500000 | 0
| 10.65 | 61907418.2813 | 0 | 500000 | 0
| 10.7 | 62783453.75 | 0 | 500000 | 0
| 10.75 | 63667714.8438 | 0 | 500000 | 0
| 10.8 | 64560240 | 0 | 500000 | 0
| 10.85 | 65461067.6563 | 0 | 500000 | 0
| 10.9 | 66370236.25 | 0 | 500000 | 0
| 10.95 | 67287784.2188 | 0 | 500000 | 0
| 11 | 68213750 | 0 | 500000 | 0
| 11.05 | 69148172.0313 | 0 | 500000 | 0
| 11.1 | 70091088.75 | 0 | 500000 | 0
| 11.15 | 71042538.5938 | 0 | 500000 | 0
| 11.2 | 72002560 | 0 | 500000 | 0
| 11.25 | 72971191.4063 | 0 | 500000 | 0
| 11.3 | 73948471.25 | 0 | 500000 | 0
| 11.35 | 74934437.9688 | 0 | 500000 | 0
| 11.4 | 75929130 | 0 | 500000 | 0
| 11.45 | 76932585.7813 | 0 | 500000 | 0
| 11.5 | 77944843.75 | 0 | 500000 | 0
| 11.55 | 78965942.3438 | 0 | 500000 | 0
| 11.6 | 79995920 | 0 | 500000 | 0
| 11.65 | 81034815.1563 | 0 | 500000 | 0
| 11.7 | 82082666.25 | 0 | 500000 | 0
| 11.75 | 83139511.7188 | 0 | 500000 | 0
| 11.8 | 84205390 | 0 | 500000 | 0
| 11.85 | 85280339.5313 | 0 | 500000 | 0
| 11.9 | 86364398.75 | 0 | 500000 | 0
| 11.95 | 87457606.0938 | 0 | 500000 | 0
| 12 | 88560000 | 0 | 500000 | 0
| 12.05 | 89671618.9063 | 0 | 500000 | 0
| 12.1 | 90792501.25 | 0 | 500000 | 0
| 12.15 | 91922685.4688 | 0 | 500000 | 0
| 12.2 | 93062210 | 0 | 500000 | 0
| 12.25 | 94211113.2813 | 0 | 500000 | 0
| 12.3 | 95369433.75 | 0 | 500000 | 0
| 12.35 | 96537209.8438 | 0 | 500000 | 0
| 12.4 | 97714480 | 0 | 500000 | 0
| 12.45 | 98901282.6563 | 0 | 500000 | 0
| 12.5 | 100097656.25 | 0 | 500000 | 0
| 12.55 | 101303639.2188 | 0 | 500000 | 0
| 12.6 | 102519270 | 0 | 500000 | 0
| 12.65 | 103744587.0313 | 0 | 500000 | 0
| 12.7 | 104979628.75 | 0 | 500000 | 0
| 12.75 | 106224433.5938 | 0 | 500000 | 0
| 12.8 | 107479040 | 0 | 500000 | 0
| 12.85 | 108743486.4063 | 0 | 500000 | 0
| 12.9 | 110017811.25 | 0 | 500000 | 0
| 12.95 | 111302052.9688 | 0 | 500000 | 0
| 13 | 112596250 | 0 | 500000 | 0
| 13.05 | 113900440.7813 | 0 | 500000 | 0
| 13.1 | 115214663.75 | 0 | 500000 | 0
| 13.15 | 116538957.3438 | 0 | 500000 | 0
| 13.2 | 117873360 | 0 | 500000 | 0
| 13.25 | 119217910.1563 | 0 | 500000 | 0
| 13.3 | 120572646.25 | 0 | 500000 | 0
| 13.35 | 121937606.7188 | 0 | 500000 | 0
| 13.4 | 123312830 | 0 | 500000 | 0
| 13.45 | 124698354.5313 | 0 | 500000 | 0
| 13.5 | 126094218.75 | 0 | 500000 | 0
| 13.55 | 127500461.0938 | 0 | 500000 | 0
| 13.6 | 128917120 | 0 | 500000 | 0
| 13.65 | 130344233.9063 | 0 | 500000 | 0
| 13.7 | 131781841.25 | 0 | 500000 | 0
| 13.75 | 133229980.4688 | 0 | 500000 | 0
| 13.8 | 134688690 | 0 | 500000 | 0
| 13.85 | 136158008.2813 | 0 | 500000 | 0
| 13.9 | 137637973.75 | 0 | 500000 | 0
| 13.95 | 139128624.8438 | 0 | 500000 | 0
| 14 | 140630000 | 0 | 500000 | 0
| 14.05 | 142142137.6563 | 0 | 500000 | 0
| 14.1 | 143665076.25 | 0 | 500000 | 0
| 14.15 | 145198854.2188 | 0 | 500000 | 0
| 14.2 | 146743510 | 0 | 500000 | 0
| 14.25 | 148299082.0313 | 0 | 500000 | 0
| 14.3 | 149865608.75 | 0 | 500000 | 0
| 14.35 | 151443128.5938 | 0 | 500000 | 0
| 14.4 | 153031680 | 0 | 500000 | 0
| 14.45 | 154631301.4063 | 0 | 500000 | 0
| 14.5 | 156242031.25 | 0 | 500000 | 0
| 14.55 | 157863907.9688 | 0 | 500000 | 0
| 14.6 | 159496970 | 0 | 500000 | 0
| 14.65 | 161141255.7813 | 0 | 500000 | 0
| 14.7 | 162796803.75 | 0 | 500000 | 0
| 14.75 | 164463652.3438 | 0 | 500000 | 0
| 14.8 | 166141840 | 0 | 500000 | 0
| 14.85 | 167831405.1563 | 0 | 500000 | 0
| 14.9 | 169532386.25 | 0 | 500000 | 0
| 14.95 | 171244821.7188 | 0 | 500000 | 0
| 15 | 172968750 | 0 | 500000 | 0
Drawing the LCOE front
Meq | 0.0001 |  | 0.0001 |  | 0.0001 |  | 0.0001 |  | 0.0001 |  | 22011.3513 |  | 89914.3263 |  | 159809.7147 |  | 230719.7112 |  | 302143.1395 |  | 374398.3494 |  | 446495.7913 |  | 517143.8641 |  | 586411.381 |  | 654768.7851
M2 | 1000000 |  | 1000000 |  | 1000000 |  | 1000000 |  | 1000000 |  | 0.0045431 |  | 0.0011122 |  | 0.00062574 |  | 0.00043343 |  | 0.00033097 |  | 0.0002671 |  | 0.00022397 |  | 0.00019337 |  | 0.00017053 |  | 0.00015273
WhYear | 526756720.4116 |  | 604604812.0166 |  | 690260826.5144 |  | 783382782.763 |  | 881154407.9398 |  | 984266275.639 |  | 1091610224.6275 |  | 1202103866.4376 |  | 1314201444.4172 |  | 1427110677.5845 |  | 1541334826.9036 |  | 1655309569.8274 |  | 1766993087.5203 |  | 1876494163.0205 |  | 1984556492.9426
CF | 12.0264 |  | 13.8038 |  | 15.7594 |  | 17.8855 |  | 20.1177 |  | 22.4718 |  | 24.9226 |  | 27.4453 |  | 30.0046 |  | 32.5824 |  | 35.1903 |  | 37.7925 |  | 40.3423 |  | 42.8423 |  | 45.3095
AEP | 526756.7204 |  | 604604.812 |  | 690260.8265 |  | 783382.7828 |  | 881154.4079 |  | 984266.2756 |  | 1091610.2246 |  | 1202103.8664 |  | 1314201.4444 |  | 1427110.6776 |  | 1541334.8269 |  | 1655309.5698 |  | 1766993.0875 |  | 1876494.163 |  | 1984556.4929
M1v (Cpmu) | 0.1 |  | 0.11601 |  | 0.13459 |  | 0.15614 |  | 0.18114 |  | 0.21015 |  | 0.2438 |  | 0.28284 |  | 0.32813 |  | 0.38068 |  | 0.44164 |  | 0.51235 |  | 0.5944 |  | 0.68958 |  | 0.8
| Pelec | WhYear | Pelec | WhYear | Pelec | WhYear | Pelec | WhYear | Pelec | WhYear | Pelec | WhYear | Pelec | WhYear | Pelec | WhYear | Pelec | WhYear | Pelec | WhYear | Pelec | WhYear | Pelec | WhYear | Pelec | WhYear | Pelec | WhYear | Pelec | WhYear
| 0 | 0 | 0 | 0 | 0 | 0 | 0 | 0 | 0 | 0 | 0 | 0 | 0 | 0 | 0 | 0 | 0 | 0 | 0 | 0 | 0 | 0 | 0 | 0 | 0 | 0 | 0 | 0 | 0 | 0
| 0 | 0 | 0 | 0 | 0 | 0 | 0 | 0 | 0 | 0 | 0 | 0 | 0 | 0 | 0 | 0 | 0 | 0 | 0 | 0 | 0 | 0 | 0 | 0 | 0 | 0 | 0 | 0 | 0 | 0
| 0 | 0 | 0 | 0 | 0 | 0 | 0 | 0 | 0 | 0 | 0 | 0 | 0 | 0 | 0 | 0 | 0 | 0 | 0 | 0 | 0 | 0 | 0 | 0 | 0 | 0 | 0 | 0 | 0 | 0
| 0 | 0 | 0 | 0 | 0 | 0 | 0 | 0 | 0 | 0 | 0 | 0 | 0 | 0 | 0 | 0 | 0 | 0 | 0 | 0 | 0 | 0 | 0 | 0 | 0 | 0 | 0 | 0 | 0 | 0
| 0 | 0 | 0 | 0 | 0 | 0 | 0 | 0 | 0 | 0 | 0 | 0 | 0 | 0 | 0 | 0 | 0 | 0 | 0 | 0 | 0 | 0 | 0 | 0 | 0 | 0 | 0 | 0 | 0 | 0
| 0 | 0 | 0 | 0 | 0 | 0 | 0 | 0 | 0 | 0 | 0 | 0 | 0 | 0 | 0 | 0 | 0 | 0 | 0 | 0 | 0 | 0 | 0 | 0 | 0 | 0 | 0 | 0 | 0 | 0
| 0 | 0 | 0 | 0 | 0 | 0 | 0 | 0 | 0 | 0 | 0 | 0 | 0 | 0 | 0 | 0 | 0 | 0 | 0 | 0 | 0 | 0 | 0 | 0 | 0 | 0 | 0 | 0 | 0 | 0
| 0 | 0 | 0 | 0 | 0 | 0 | 0 | 0 | 0 | 0 | 0 | 0 | 0 | 0 | 0 | 0 | 0 | 0 | 0 | 0 | 0 | 0 | 0 | 0 | 0 | 0 | 0 | 0 | 0 | 0
| 0 | 0 | 0 | 0 | 0 | 0 | 0 | 0 | 0 | 0 | 0 | 0 | 0 | 0 | 0 | 0 | 0 | 0 | 0 | 0 | 0 | 0 | 0 | 0 | 0 | 0 | 0 | 0 | 0 | 0
| 0 | 0 | 0 | 0 | 0 | 0 | 0 | 0 | 0 | 0 | 0 | 0 | 0 | 0 | 0 | 0 | 0 | 0 | 0 | 0 | 0 | 0 | 0 | 0 | 0 | 0 | 0 | 0 | 0 | 0
| 640.625 | 102289.8154 | 743.2079 | 118669.4222 | 862.2173 | 137671.8831 | 1000.2837 | 159717.2 | 1160.4584 | 185292.61 | 1346.282 | 214963.4076 | 1561.8612 | 249385.3626 | 1811.9611 | 289319.2861 | 2102.1093 | 335647.8062 | 2438.7188 | 389394.885 | 2829.2294 | 451748.455 | 3282.2722 | 524086.6566 | 3807.8604 | 608008.3308 | 4417.6107 | 705368.3295 | 5125 | 818318.5236
| 852.6719 | 227375.5556 | 989.2097 | 263785.0669 | 1147.6112 | 306024.8057 | 1331.3776 | 355028.3762 | 1544.5702 | 411878.8362 | 1791.9013 | 477832.7541 | 2078.8373 | 554347.8119 | 2411.7202 | 643115.1833 | 2797.9075 | 746096.8239 | 3245.9348 | 865568.8539 | 3765.7043 | 1004171.8766 | 4368.7043 | 1164969.3002 | 5068.2622 | 1351515.1182 | 5879.8399 | 1567932.3998 | 6821.375 | 1819004.4446
| 1107 | 379828.2965 | 1284.2632 | 440649.9737 | 1489.9115 | 511210.9803 | 1728.4902 | 593070.891 | 2005.2722 | 688038.9422 | 2326.3752 | 798214.2169 | 2698.8962 | 926031.7562 | 3131.0688 | 1074316.6472 | 3632.4449 | 1246346.3143 | 4214.1061 | 1445922.9905 | 4888.9084 | 1677457.774 | 5671.7663 | 1946068.0532 | 6579.9828 | 2257690.7344 | 7633.6313 | 2619213.3581 | 8856 | 3038626.3722
| 1407.4531 | 600345.32 | 1632.8277 | 696478.2559 | 1894.2914 | 808004.8862 | 2197.6232 | 937390.229 | 2549.5272 | 1087493.9089 | 2957.7815 | 1261633.6745 | 3431.4091 | 1463658.2795 | 3980.8786 | 1698032.9724 | 4618.3342 | 1969937.9527 | 5357.8653 | 2285382.9174 | 6215.817 | 2651339.9167 | 7211.152 | 3075897.3431 | 8365.8693 | 3568438.8941 | 9705.4908 | 4139850.8115 | 11259.625 | 4802762.5598
| 1757.875 | 819629.1118 | 2039.3625 | 950875.8297 | 2365.9243 | 1103138.9856 | 2744.7784 | 1279783.9764 | 3184.2979 | 1484714.9416 | 3694.1977 | 1722461.4796 | 4285.7472 | 1998278.1505 | 4972.0213 | 2318261.1919 | 5768.188 | 2689482.9373 | 6691.8444 | 3120148.2022 | 7763.4055 | 3619775.6671 | 9006.5548 | 4199408.1132 | 10448.7689 | 4871856.7532 | 12121.9238 | 5651984.1679 | 14063 | 6557032.8947
| 2162.1094 | 1110915.3441 | 2508.3267 | 1288805.5516 | 2909.9834 | 1495181.1838 | 3375.9574 | 1734603.6591 | 3916.5472 | 2012364.6006 | 4543.7016 | 2334603.3708 | 5271.2817 | 2708441.9369 | 6115.3687 | 3142143.0651 | 7094.619 | 3645292.5105 | 8230.676 | 4229010.9802 | 9548.6493 | 4906199.9784 | 11077.6686 | 5691826.7564 | 12851.5288 | 6603255.4765 | 14909.4362 | 7660630.7 | 17296.875 | 8887322.7529
| 2624 | 1501089.6162 | 3044.1795 | 1741458.1957 | 3531.6421 | 2020316.8146 | 4097.1619 | 2343828.9467 | 4753.2377 | 2719144.7322 | 5514.3709 | 3154559.7928 | 6397.3836 | 3659697.4639 | 7421.7927 | 4245722.5499 | 8610.2398 | 4925587.5026 | 9988.9923 | 5714318.8296 | 11588.5237 | 6629349.2851 | 13444.1868 | 7690902.8994 | 15596.9962 | 8922442.4536 | 18094.5335 | 10351187.6561 | 20992 | 12008716.9293
| 3147.3906 | 1978511.9863 | 3651.3804 | 2295329.9235 | 4236.0737 | 2662879.678 | 4914.3936 | 3089285.02 | 5701.3322 | 3583970.1956 | 6614.2833 | 4157869.2534 | 7673.4243 | 4823666.2359 | 8902.1649 | 5596076.9197 | 10327.6632 | 6492173.291 | 11981.4256 | 7531761.0463 | 13900.0041 | 8737817.4366 | 16125.8032 | 10136998.7561 | 18708.0181 | 11760230.1364 | 21703.7215 | 13643388.5289 | 25179.125 | 15828095.8903
| 3736.125 | 2478126.1319 | 4334.3885 | 2874946.9825 | 5028.4514 | 3335310.4565 | 5833.6543 | 3869391.7398 | 6767.7935 | 4488994.8906 | 7851.5164 | 5207815.0252 | 9108.7747 | 6041739.1624 | 10567.3572 | 7009199.1086 | 12259.5016 | 8131577.871 | 14222.6082 | 9433682.4832 | 16500.0659 | 10944292.4153 | 19142.2113 | 12696795.213 | 22207.4418 | 14729925.2266 | 25763.5058 | 17088619.0608 | 29889 | 19825009.055
| 4394.0469 | 3065721.0264 | 5097.663 | 3556633.0949 | 5913.9486 | 4126154.5425 | 6860.9456 | 4786873.2198 | 7959.5843 | 5553392.0758 | 9234.1479 | 6442653.511 | 10712.8062 | 7474311.5564 | 12428.2413 | 8671168.432 | 14418.3679 | 10059677.3246 | 16727.1724 | 11670527.3282 | 19405.6845 | 13539321.8871 | 22513.1048 | 15707365.1543 | 26118.1144 | 18222575.8822 | 30300.392 | 21140545.71 | 35152.375 | 24525768.2109
| 5125 | 3832894.6422 | 5945.6632 | 4446653.7615 | 6897.7385 | 5158693.6655 | 8002.2693 | 5984752.2196 | 9283.6674 | 6943086.6508 | 10770.2557 | 8054879.0681 | 12494.8899 | 9344701.7757 | 14495.6889 | 10841063.0775 | 16816.8747 | 12577035.8713 | 19509.7506 | 14590988.9658 | 22633.8353 | 16927435.2996 | 26258.1774 | 19638015.0789 | 30462.8832 | 22782638.3633 | 35340.8858 | 26430808.1814 | 41000 | 30663157.1377
| 5932.8281 | 4691390.6874 | 6882.8483 | 5442620.2633 | 7984.9946 | 6314143.6644 | 9263.627 | 7325223.7409 | 10747.0055 | 8498206.9939 | 12467.9172 | 9859019.925 | 14464.3969 | 11437738.5708 | 16780.5718 | 13269256.5569 | 19467.6345 | 15394054.486 | 22584.975 | 17859095.0557 | 26201.4935 | 20718861.2624 | 30397.1226 | 24036559.7438 | 35264.5951 | 27885519.282 | 40911.493 | 32350810.2718 | 47462.625 | 37531125.499
| 6821.375 | 5719306.1573 | 7913.6777 | 6635135.2207 | 9180.89 | 7697615.301 | 10651.0204 | 8930229.8692 | 12356.5613 | 10360221.6965 | 14335.2103 | 12019197.9563 | 16630.6985 | 13943824.5485 | 19293.7619 | 16176640.5285 | 22383.2602 | 18766996.0732 | 25967.478 | 21772143.7251 | 30125.6347 | 25258504.0742 | 34949.6341 | 29303132.7604 | 40546.0975 | 33995425.3988 | 47038.719 | 39439091.8836 | 54571 | 45754449.2584
| 7794.4844 | 6878302.8292 | 9042.6105 | 7979721.3342 | 10490.5981 | 9257509.1534 | 12170.4513 | 10739908.5982 | 14119.2977 | 12459683.0885 | 16380.2126 | 14454844.8769 | 19003.1657 | 16769490.0752 | 22046.1308 | 19454778.124 | 25576.3643 | 22570059.8351 | 29671.8919 | 26184189.771 | 34423.2342 | 30377048.4138 | 39935.4055 | 35241306.4498 | 46330.2374 | 40884475.1912 | 53749.0697 | 47431280.9669 | 62355.875 | 55026422.6333
| 8856 | 8062573.3965 | 10274.106 | 9353628.4369 | 11919.2922 | 10851419.1468 | 13827.9214 | 12589050.4526 | 16042.1773 | 14604926.8101 | 18611.0018 | 16943605.2249 | 21591.1698 | 19656774.0489 | 25048.5504 | 22804401.0904 | 29059.5594 | 26456055.8764 | 33712.849 | 30692447.9918 | 39111.2673 | 35607211.3264 | 45374.1305 | 41308972.1253 | 52639.8621 | 47923752.4421 | 61069.0507 | 55597753.3387 | 70848 | 64500587.1719
| 10009.7656 | 9371163.809 | 11612.6234 | 10871762.647 | 13472.1456 | 12612651.2447 | 15629.4322 | 14632307.6007 | 18132.1629 | 16975369.3796 | 21035.6556 | 19693625.381 | 24404.0819 | 22847153.199 | 28311.8924 | 26505653.6758 | 32845.4583 | 30749987.7725 | 38104.9816 | 35673964.5873 | 44206.7095 | 41386415.1941 | 51285.5026 | 48013596.3456 | 59497.8187 | 55701984.0179 | 69025.1676 | 64621508.3355 | 80078.125 | 74969310.4716
| 11259.625 | 11191482.6777 | 13062.622 | 12983568.084 | 15154.3315 | 15062618.7742 | 17580.9857 | 17474586.9763 | 20396.2173 | 20272781.0795 | 23662.2517 | 23519049.6939 | 27451.2731 | 27285140.2958 | 31847.0285 | 31654292.8948 | 36946.6737 | 36723075.4378 | 42862.922 | 42603519.1428 | 49726.5361 | 49425595.1747 | 57689.2156 | 57340085.2607 | 66926.9543 | 66521917.8705 | 77643.9262 | 77174031.5172 | 90077 | 89531861.4217
| 12609.4219 | 12890263.9843 | 14628.561 | 14954374.222 | 16971.0234 | 17349008.8746 | 19688.5833 | 20127095.366 | 22841.3032 | 23350033.8907 | 26498.8678 | 27089061.2036 | 30742.1148 | 31426815.498 | 35664.8305 | 36459171.9794 | 41375.818 | 42297356.8687 | 48001.3026 | 49070406.8644 | 55687.7224 | 56928021.7583 | 64604.9631 | 66043870.788 | 74950.1161 | 76619435.2248 | 86951.832 | 88888458.0925 | 100875.375 | 103122111.8746
| 14063 | 14700670.97 | 16314.8998 | 17054680.592 | 18927.3945 | 19785635.9986 | 21958.227 | 22953898.1449 | 25474.3834 | 26629490.7367 | 29553.5815 | 30893655.5623 | 34285.9779 | 35840637.1531 | 39776.1703 | 41579776.1596 | 46145.5041 | 48237920.2615 | 53534.7556 | 55962229.0555 | 62107.244 | 64923427.3137 | 72052.4386 | 75319575.706 | 83590.1514 | 87380453.0702 | 96975.3907 | 101372631.083 | 112504 | 117605367.7597
| 15624.2031 | 17086272.1279 | 18126.0974 | 19822286.632 | 21028.6181 | 22996417.0742 | 24395.9182 | 26678819.6879 | 28302.4206 | 30950881.5132 | 32834.4707 | 35907028.1242 | 38092.2338 | 41656797.9031 | 44191.9195 | 48327275.1245 | 51268.3446 | 56065892.105 | 59477.9133 | 65043689.2628 | 69002.076 | 75459096.3109 | 80051.3359 | 87542314.8849 | 92869.9071 | 101560411.9613 | 107741.108 | 117823218.0385 | 124993.625 | 136690177.0232
| 17296.875 | 19571914.6433 | 20066.6132 | 22705953.592 | 23279.8675 | 26341843.8328 | 27007.6589 | 30559947.6473 | 31332.3775 | 35453491.9364 | 36349.6129 | 41130638.9293 | 42170.2535 | 47716862.2136 | 48922.95 | 55357733.776 | 56756.952 | 64222133.7963 | 65845.4082 | 74505984.9689 | 76389.194 | 86436583.7674 | 88621.3486 | 100277620.6405 | 102812.2306 | 116335014.4 | 119275.4897 | 134963668.4458 | 138375 | 156575317.1463
| 19084.8594 | 22124041.7028 | 22140.9065 | 25666751.2263 | 25686.316 | 29776752.1527 | 29799.4506 | 34544885.7972 | 34571.217 | 40076535.6077 | 40107.0858 | 46493967.8883 | 46529.4082 | 53939017.6579 | 53980.1335 | 62576239.1138 | 62623.9392 | 72596533.9748 | 72651.8724 | 84221372.7479 | 84285.5733 | 97707690.7791 | 97782.1702 | 113353563.0696 | 113439.969 | 131504799.4535 | 131605.0412 | 152562581.8161 | 152678.875 | 176992333.6227
| 20992 | 24763609.9325 | 24353.4364 | 28728991.9328 | 28253.137 | 33329347.5609 | 32777.2951 | 38666356.199 | 38025.9017 | 44857974.3505 | 44114.9672 | 52041055.6292 | 51179.0691 | 60374357.062 | 59374.3417 | 70042065.4269 | 68881.9187 | 81257858.485 | 79911.9384 | 94269629.877 | 92708.1892 | 109364969.3106 | 107553.4944 | 126877514.4261 | 124775.9694 | 147194332.8285 | 144756.2683 | 170764470.4857 | 167936 | 198108879.46
| 23022.1406 | 28049025.1886 | 26708.6622 | 32540498.7626 | 30985.5037 | 37751188.6112 | 35947.194 | 43796264.0316 | 41703.3945 | 50809330.9455 | 48381.3347 | 58945399.4859 | 56128.6073 | 68384289.1482 | 65116.4464 | 79334622.972 | 75543.5031 | 92038427.581 | 87640.2383 | 106776484.9369 | 101674.0172 | 123874539.5888 | 117955.0149 | 143710493.2482 | 136843.079 | 166722766.2033 | 158755.6767 | 193419979.8426 | 184177.125 | 224392201.5089
| 25179.125 | 31390981.7795 | 29211.0432 | 36417600.8573 | 33888.5894 | 42249128.6553 | 39315.1491 | 49014456.5446 | 45610.658 | 56863109.1889 | 52914.2661 | 65968565.7097 | 61387.3941 | 76532070.5523 | 71217.3195 | 88787103.5608 | 82621.3053 | 103004528.0998 | 95851.4046 | 119498580.4532 | 111200.0326 | 138633816.6489 | 129006.4253 | 160833164.2453 | 149664.1449 | 186587279.9831 | 173629.7721 | 216465385.9521 | 201433 | 251127854.2362
| 27466.7969 | 35091395.7673 | 31865.0386 | 40710559.9166 | 36967.5674 | 47229516.5814 | 42887.162 | 54792351.0327 | 49754.655 | 63566214.1158 | 57721.8389 | 73745034.9205 | 66964.8006 | 85553780.8757 | 77687.8326 | 99253454.7649 | 90127.9377 | 115146849.7149 | 104560.0695 | 133585244.6337 | 121303.2109 | 154976169.937 | 140727.4192 | 179792408.4909 | 163262.0144 | 208582456.3568 | 189405.06 | 241982636.3416 | 219734.375 | 280731166.1381
| 29889 | 38342616.1774 | 34675.1076 | 44482396.3003 | 40227.6111 | 51605334.7817 | 46669.2346 | 59868866.4035 | 54142.3483 | 69455628.5494 | 62812.131 | 80577517.8535 | 72870.198 | 93480344.9939 | 84538.8576 | 108449294.681 | 98076.0131 | 125815213.8471 | 113780.8654 | 145961927.4173 | 132000.5273 | 169334723.5301 | 153137.6903 | 196450188.4192 | 177659.5345 | 227907636.3467 | 206108.0461 | 264402345.4744 | 239112 | 306740929.419
| 32449.5781 | 42649560.1831 | 37645.7096 | 49479008.6654 | 43673.8937 | 57402051.5803 | 50667.3684 | 66593808.0217 | 58780.7007 | 77257430.6398 | 68193.22 | 89628617.9638 | 79112.9573 | 103980792.0593 | 91781.2662 | 120631171.8248 | 106478.1441 | 139947767.5205 | 123528.4245 | 162357518.3034 | 143308.9572 | 188355730.5759 | 166256.9322 | 218517017.5973 | 192879.5525 | 253508013.3181 | 223765.2362 | 294102095.008 | 259596.625 | 341196481.4645
| 35152.375 | 46543472.6181 | 40781.3037 | 53996450.9624 | 47311.5885 | 62642869.1054 | 54887.5651 | 72673834.5458 | 63676.6748 | 84311047.8067 | 73873.1836 | 97811726.7352 | 85702.4499 | 113474256.8798 | 99425.9301 | 131644819.2812 | 115346.9434 | 152725023.6016 | 133817.3792 | 177180788.6193 | 155245.4761 | 205552642.2992 | 180104.8384 | 238467660.1935 | 208944.9155 | 276653340.0509 | 242403.1359 | 320953668.6236 | 281219 | 372347780.945
| 38001.2344 | 51435579.5779 | 44086.3492 | 59671928.0744 | 51145.8689 | 69227156.841 | 59335.8266 | 80312460.3676 | 68837.2334 | 93172841.7504 | 79860.0995 | 108092554.5762 | 92648.0468 | 125401347.2023 | 107483.7211 | 145481787.1824 | 124695.0236 | 168777696.702 | 144662.3618 | 195803966.487 | 167827.0592 | 227157938.4972 | 194701.1028 | 263532599.1526 | 225878.4707 | 305731912.28 | 262048.2508 | 354688574.6743 | 304009.875 | 411484636.6234
| 41000 | 56836481.8336 | 47565.3054 | 65937673.5677 | 55181.9082 | 76496232.2671 | 64018.1544 | 88745528.5262 | 74269.3393 | 102956291.5589 | 86162.0453 | 119442622.4984 | 99959.1193 | 138568894.3462 | 115965.5111 | 160757845.4867 | 134534.9974 | 186499900.8708 | 156078.0046 | 216364016.4163 | 181070.6821 | 251010256.9212 | 210065.4188 | 291204374.6216 | 243703.0652 | 337834752.1469 | 282727.0866 | 391932022.4731 | 328000 | 454691854.6685
| 44152.5156 | 62432352.9526 | 51222.6315 | 72429608.1715 | 59424.8796 | 84027716.3254 | 68940.5503 | 97483024.6555 | 79979.9552 | 113092917.1887 | 92787.0988 | 131202420.0802 | 107645.0385 | 152211780.9017 | 124882.1717 | 176585359.008 | 144879.4774 | 204861864.4429 | 168078.9399 | 237666270.0324 | 194993.32 | 275723627.6644 | 226217.4801 | 319875082.1869 | 262441.5462 | 371096482.4927 | 304466.149 | 430519933.1678 | 353220.125 | 499458823.621
| 47462.625 | 67358344.0531 | 55062.7867 | 78144395.2713 | 63879.9565 | 90657608.7327 | 74109.016 | 105174557.798 | 85976.0439 | 122016090.4675 | 99743.3377 | 141554455.8936 | 115715.1755 | 164221481.6843 | 134244.5748 | 190518165.7309 | 155741.0764 | 221025722.9769 | 180679.8001 | 256418437.3895 | 209611.9484 | 297478568.3615 | 243176.9804 | 345113628.1266 | 282116.7609 | 400376461.2814 | 327291.9436 | 464488496.8862 | 379701 | 538866752.4248
| 50934.1719 | 72949614.0484 | 59090.2303 | 84630991.9762 | 68552.3121 | 98182900.1377 | 79529.5532 | 113904869.6481 | 92264.5681 | 132144381.404 | 107038.8396 | 153304584.1526 | 124178.9015 | 177853150.5745 | 144063.592 | 206332665.309 | 167132.4068 | 239372588.691 | 193895.2174 | 277703175.5369 | 224943.5425 | 322171618.8945 | 260963.6133 | 373760761.6189 | 302751.5563 | 433610842.6525 | 351230.9762 | 503044679.2317 | 407473.375 | 583596912.3872
| 54571 | 79430246.68 | 63309.4215 | 92149364.4227 | 73447.1198 | 106905184.8926 | 85208.1635 | 124023848.6827 | 98852.4906 | 143883705.8868 | 114681.6823 | 166923719.8203 | 133045.5878 | 193653109.8515 | 154350.0953 | 224662662.2693 | 179066.0815 | 260637756.8432 | 207739.8241 | 302373522.1146 | 241005.0779 | 350792413.3101 | 279597.0724 | 406964586.2004 | 324368.7798 | 472131575.2562 | 376309.7523 | 547733712.9695 | 436568 | 635441973.4398
| 58376.9531 | 86479373.5009 | 67724.8196 | 100327263.692 | 78569.5529 | 116392606.0908 | 91150.8487 | 135030485.0048 | 105746.7741 | 156652827.634 | 122679.9434 | 181737553.5879 | 142324.6054 | 210839073.4822 | 165114.9562 | 244600603.6011 | 191554.7131 | 283768348.5147 | 222228.2526 | 329208001.3435 | 257813.5298 | 381923881.6438 | 299097.0514 | 443081117.3667 | 346991.2784 | 514031424.3599 | 402554.7776 | 596342959.0467 | 467015.625 | 691834988.0075
| 62355.875 | 93075542.4791 | 72340.8839 | 107979673.2509 | 83924.7846 | 125270391.2377 | 97363.6106 | 145329864.6168 | 112954.3814 | 168601440.1197 | 131041.7006 | 195599490.4245 | 152025.3256 | 226920713.5263 | 176369.0467 | 263257386.695 | 204610.9142 | 305412630.864 | 237375.1352 | 354318169.4438 | 275385.8736 | 411054925.9393 | 319483.2438 | 476876897.8269 | 370641.8993 | 553238902.3732 | 429992.5578 | 641828706.3127 | 498847 | 744604339.8325
| 66511.6094 | 99447563.7846 | 77162.0735 | 115372042.5049 | 89517.9884 | 133846495.9872 | 103852.4507 | 155279255.9285 | 120482.2752 | 180144020.9092 | 139775.0317 | 208990377.9459 | 162157.1194 | 242455875.4254 | 188123.2384 | 281280184.4374 | 218247.2974 | 326321408.1756 | 253195.1042 | 378575056.5325 | 293739.0848 | 439196053.8454 | 340775.3434 | 509524247.1964 | 395343.4897 | 591114051.7312 | 458649.5986 | 685768779.9583 | 500000 | 792505911.9446
| 70848 | 107649079.3553 | 82192.8477 | 124886861.8431 | 95354.3374 | 144884917.4342 | 110623.3708 | 168085253.2485 | 128337.4183 | 195000634.1457 | 148888.0143 | 226225971.998 | 172729.3582 | 262451394.2882 | 200388.4032 | 304477573.3387 | 232476.4755 | 353233380.7606 | 269702.7919 | 409796426.8978 | 312890.1387 | 475416883.5685 | 362993.0437 | 551545096.054 | 421118.8967 | 639863673.2892 | 488552.4056 | 742324648.3246 | 500000 | 850386978.2468
| 75368.8906 | 114343155.6696 | 87437.6659 | 132652856.5811 | 101439.005 | 153894476.0844 | 117682.3726 | 178537507.1766 | 136526.7734 | 207126600.6113 | 158388.7261 | 240293662.4037 | 183751.4129 | 278771735.0907 | 213175.4127 | 323411280.1955 | 247311.0611 | 375198930.5054 | 286912.8307 | 435279306.746 | 332856.0106 | 504980321.7212 | 386156.0384 | 585842509.3331 | 447990.9675 | 679653110.2764 | 500000 | 786733397.4702 | 500000 | 894795727.3923
| 80078.125 | 122414461.4198 | 92900.9871 | 142016615.6783 | 107777.1645 | 164757648.1078 | 125035.4578 | 191140192.487 | 145057.3033 | 221747345.6199 | 168285.2447 | 257255618.7861 | 195232.6549 | 298449798.8563 | 226495.1389 | 346240380.1117 | 262763.6668 | 401683640.2155 | 304839.8527 | 466004996.8924 | 353653.676 | 540626098.2485 | 410284.0211 | 627196222.0812 | 475982.5492 | 727628767.6297 | 500000 | 837129843.1298 | 500000 | 945192173.0519
| 84979.5469 | 129962132.1792 | 98587.2707 | 150772890.4277 | 114373.9891 | 174916059.6924 | 132688.6281 | 202925264.4878 | 153935.9707 | 235419553.4382 | 178585.648 | 273117149.2709 | 207182.4552 | 316851226.219 | 240358.4533 | 367588416.6293 | 278846.9053 | 426450124.7518 | 323498.4904 | 494737323.5143 | 375300.1102 | 573959315.1427 | 435396.6855 | 665867066.4478 | 500000 | 772037516.7752 | 500000 | 881538592.2754 | 500000 | 989600922.1975
| 90077 | 140030068.6385 | 104500.976 | 162452999.5115 | 121234.6523 | 188466497.3866 | 140647.8852 | 218645525.7254 | 163169.7384 | 253657089.754 | 189298.0135 | 294275051.6437 | 219610.1851 | 341397130.1615 | 254776.2279 | 396064840.952 | 295573.3893 | 459486461.4683 | 342903.3761 | 533063748.7097 | 397812.2886 | 618422927.8752 | 461513.7251 | 717450610.0766 | 500000 | 827922684.2394 | 500000 | 937423759.7395 | 500000 | 1045486089.6617
| 95374.3281 | 150214195.4599 | 110646.5621 | 174267904.4504 | 128364.3273 | 202173315.7123 | 148919.2308 | 234547208.7323 | 172765.5692 | 272105098.7875 | 200430.419 | 315677129.6077 | 232525.2157 | 366226309.3787 | 269759.3343 | 424869901.2434 | 312955.7314 | 492904058.4302 | 363069.142 | 571832485.1213 | 421207.1865 | 663399678.8542 | 488654.8337 | 769629460.4631 | 500000 | 881312978.156 | 500000 | 990814053.6561 | 500000 | 1098876383.5783
| 100875.375 | 159475699.4722 | 117028.4883 | 185012447.5433 | 135768.1874 | 214638375.8148 | 157508.6666 | 249008291.5087 | 182730.4257 | 288881825.2245 | 211990.9422 | 335140303.4676 | 245936.9181 | 388806108.9998 | 285318.6444 | 451065390.1786 | 331006.5442 | 523294214.972 | 384010.4206 | 607088998.9222 | 445501.7795 | 704301797.1172 | 500000 | 815535133.7372 | 500000 | 927218651.4301 | 500000 | 1036719726.9302 | 500000 | 1144782056.8524
| 106583.9844 | 168516760.6212 | 123651.2138 | 195501248.3894 | 143451.4059 | 226806741.8234 | 166422.1943 | 263125170.7423 | 193071.2707 | 305259231.0319 | 223987.6607 | 354140213.7183 | 259854.6636 | 410848462.9019 | 301465.0298 | 476637372.5451 | 349738.4405 | 552961023.2201 | 405741.844 | 641506335.1075 | 470713.0427 | 744230360.755 | 500000 | 857947984.0447 | 500000 | 969631501.7376 | 500000 | 1079132577.2378 | 500000 | 1187194907.1599
| 112504 | 177723171.3389 | 130519.198 | 206181876.1314 | 151419.1561 | 239197651.8496 | 175665.8157 | 277500229.8348 | 203795.067 | 321936158.8692 | 236428.6523 | 373487608.2868 | 274287.8234 | 433293943.5667 | 318209.3625 | 502677034.1128 | 369164.0329 | 583170399.8535 | 428278.0446 | 676553120.8232 | 496857.9517 | 784889167.3001 | 500000 | 898863910.2238 | 500000 | 1010547427.9167 | 500000 | 1120048503.4169 | 500000 | 1228110833.339
| 118639.2656 | 187668434.1798 | 137636.9 | 217719667.9439 | 159676.6113 | 252582983.0962 | 185245.5323 | 293028946.2275 | 214908.7774 | 339951478.3902 | 249321.9946 | 394387710.419 | 289245.7684 | 457540765.8785 | 335562.514 | 530806485.0486 | 389295.934 | 615804202.5472 | 451633.6548 | 714412554.4679 | 500000 | 826803042.8981 | 500000 | 940777785.8219 | 500000 | 1052461303.5148 | 500000 | 1161962379.015 | 500000 | 1270024708.9371
| 124993.625 | 197148470.1538 | 145008.7792 | 228717736.3904 | 168228.9449 | 265342165.4097 | 195167.346 | 307831248.83 | 226419.3645 | 357124063.9592 | 262675.7654 | 414310132.1028 | 304737.8701 | 480653352.3882 | 353535.3563 | 557620075.7065 | 410146.7564 | 646911437.0623 | 475823.3068 | 750500971.5011 | 500000 | 864725120.8202 | 500000 | 978699863.744 | 500000 | 1090383381.4369 | 500000 | 1199884456.9371 | 500000 | 1307946786.8592
| 131570.9219 | 206864753.407 | 152639.2947 | 239989882.2512 | 177081.3301 | 278419312.9834 | 205437.2583 | 323002432.2811 | 238333.7912 | 374724599.0242 | 276498.0422 | 434729030.5859 | 320773.4994 | 504341916.2139 | 372138.761 | 585101874.571 | 431729.113 | 678793879.555 | 500000 | 787425100.0042 | 500000 | 901649249.3233 | 500000 | 1015623992.2471 | 500000 | 1127307509.94 | 500000 | 1236808585.4401 | 500000 | 1344870915.3623
| 138375 | 214183589.7022 | 160532.9057 | 248480679.4111 | 186238.9402 | 288269736.217 | 216061.2711 | 334430197.9391 | 250659.0201 | 387982285.2704 | 290796.9029 | 450109662.401 | 337362.0276 | 522185438.9061 | 391383.6 | 605802669.4891 | 454055.6162 | 702809480.0906 | 500000 | 813870759.6078 | 500000 | 928094908.9268 | 500000 | 1042069651.8506 | 500000 | 1153753169.5435 | 500000 | 1263254245.0437 | 500000 | 1371316574.9658
| 145409.7031 | 225937623.5311 | 168694.0716 | 262116879.6245 | 195706.9485 | 304089492.698 | 227045.386 | 352783162.6337 | 263402.0141 | 409274098.1137 | 305580.4251 | 474810920.8209 | 354512.8259 | 550842094.2658 | 411280.7449 | 639048097.3048 | 477138.8788 | 741378477.9101 | 500000 | 854287711.0774 | 500000 | 968511860.3964 | 500000 | 1082486603.3202 | 500000 | 1194170121.0131 | 500000 | 1303671196.5133 | 500000 | 1411733526.4354
| 152678.875 | 238126887.0991 | 177127.2516 | 276258002.6541 | 205490.5284 | 320495024.972 | 238395.6047 | 371815703.0512 | 276569.7359 | 431354306.693 | 320856.6864 | 500426820.3263 | 372235.2654 | 580559851.6115 | 431841.0676 | 673524540.7096 | 500000 | 781296454.6702 | 500000 | 894205687.8374 | 500000 | 1008429837.1565 | 500000 | 1122404580.0803 | 500000 | 1234088097.7732 | 500000 | 1343589173.2734 | 500000 | 1451651503.1955
| 160186.3594 | 246279639.1969 | 185836.905 | 285716250.0537 | 215594.8531 | 331467815.651 | 250117.929 | 384545560.1873 | 290169.1482 | 446122587.4681 | 336633.7647 | 517559937.2914 | 390538.7172 | 600436483.7961 | 453075.4399 | 696584005.6826 | 500000 | 806744164.8547 | 500000 | 919653398.022 | 500000 | 1033877547.3411 | 500000 | 1147852290.2648 | 500000 | 1259535807.9577 | 500000 | 1369036883.4579 | 500000 | 1477099213.38
| 167936 | 258346236.8182 | 194827.4909 | 299715064.7121 | 226025.096 | 347708251.8028 | 262218.3604 | 403386567.7387 | 304207.2138 | 467980593.1495 | 352919.7375 | 542918052.6784 | 409432.5527 | 629855178.215 | 474994.7335 | 730713497.3996 | 500000 | 842670343.9388 | 500000 | 955579577.1061 | 500000 | 1069803726.4251 | 500000 | 1183778469.3489 | 500000 | 1295461987.0418 | 500000 | 1404963062.542 | 500000 | 1513025392.4641
| 175931.6406 | 268704918.6524 | 204103.4687 | 311732476.0532 | 236786.4303 | 361650003.7552 | 274702.9008 | 419560804.1543 | 318690.8954 | 486744799.3896 | 369722.6827 | 564686960.3234 | 428926.1428 | 655109927.3188 | 497609.8201 | 760012273.8197 | 500000 | 872109851.7993 | 500000 | 985019084.9666 | 500000 | 1099243234.2857 | 500000 | 1213217977.2095 | 500000 | 1324901494.9024 | 500000 | 1434402570.4025 | 500000 | 1542464900.3247
| 184177.125 | 280835682.6749 | 213669.2975 | 325805732.0403 | 247884.0294 | 377976801.4793 | 287577.5518 | 438502002.3052 | 333627.1558 | 508719039.1252 | 387050.6777 | 590179922.256 | 449028.8588 | 684685061.1756 | 500000 | 792944604.6468 | 500000 | 905042182.6264 | 500000 | 1017951415.7937 | 500000 | 1132175565.1128 | 500000 | 1246150308.0365 | 500000 | 1357833825.7294 | 500000 | 1467334901.2296 | 500000 | 1575397231.1517
| 192676.2969 | 292180273.3877 | 223529.4367 | 338966925.2571 | 259323.0665 | 393245488.3886 | 300848.3152 | 456215654.9846 | 349022.9577 | 529269167.3415 | 404911.8005 | 614020730.5219 | 469750.0718 | 712343483.0407 | 500000 | 822384112.5073 | 500000 | 934481690.487 | 500000 | 1047390923.6542 | 500000 | 1161615072.9733 | 500000 | 1275589815.8971 | 500000 | 1387273333.59 | 500000 | 1496774409.0902 | 500000 | 1604836739.0123
| 201433 | 302432290.5989 | 233688.3454 | 350860591.8332 | 271108.715 | 407043680.4036 | 314521.1926 | 472223343.2953 | 364885.264 | 547840156.2383 | 423314.1286 | 635565481.0431 | 491099.1531 | 737338180.8817 | 500000 | 847831822.6919 | 500000 | 959929400.6715 | 500000 | 1072838633.8388 | 500000 | 1187062783.1579 | 500000 | 1301037526.0817 | 500000 | 1412721043.7746 | 500000 | 1522222119.2747 | 500000 | 1630284449.1969
| 210451.0781 | 311673149.9692 | 244150.483 | 361581184.4699 | 283246.1481 | 419480954.8782 | 328602.1857 | 486652191.1479 | 381221.0373 | 564579485.9943 | 442265.7397 | 654985269.9133 | 500000 | 759293068.0998 | 500000 | 869786709.9099 | 500000 | 981884287.8896 | 500000 | 1094793521.0568 | 500000 | 1209017670.3759 | 500000 | 1322992413.2997 | 500000 | 1434675930.9926 | 500000 | 1544177006.4928 | 500000 | 1652239336.4149
| 219734.375 | 323295190.9381 | 254920.3086 | 375064255.8859 | 295740.5393 | 435123062.1427 | 343097.2962 | 504799059.7623 | 398037.2403 | 585632200.7279 | 461774.7115 | 679409143.5825 | 500000 | 785738727.7033 | 500000 | 896232369.5135 | 500000 | 1008329947.4931 | 500000 | 1121239180.6604 | 500000 | 1235463329.9795 | 500000 | 1349438072.9033 | 500000 | 1461121590.5962 | 500000 | 1570622666.0963 | 500000 | 1678684996.0185
| 229286.7344 | 336108918.486 | 266002.2816 | 389929837.9378 | 308597.0617 | 452369060.6121 | 358012.5259 | 524806649.7281 | 415340.8359 | 608843592.8974 | 481849.1218 | 706337362.4469 | 500000 | 813681311.4354 | 500000 | 924174953.2455 | 500000 | 1036272531.2252 | 500000 | 1149181764.3925 | 500000 | 1263405913.7115 | 500000 | 1377380656.6353 | 500000 | 1489064174.3282 | 500000 | 1598565249.8284 | 500000 | 1706627579.7505
| 239112 | 345176542.3821 | 277400.8611 | 400449455.0078 | 321820.8886 | 464573177.4274 | 373353.8765 | 538965004.5238 | 433138.7868 | 625269115.7214 | 500000 | 725298401.408 | 500000 | 832642350.3964 | 500000 | 943135992.2066 | 500000 | 1055233570.1862 | 500000 | 1168142803.3535 | 500000 | 1282366952.6726 | 500000 | 1396341695.5964 | 500000 | 1508025213.2893 | 500000 | 1617526288.7894 | 500000 | 1725588618.7115
| 249214.0156 | 352886334.8272 | 289120.5064 | 409393811.8913 | 335417.1935 | 474949788.6212 | 389127.3495 | 551003216.3077 | 451438.0557 | 639234998.4296 | 500000 | 740766617.4025 | 500000 | 848110566.391 | 500000 | 958604208.2011 | 500000 | 1070701786.1807 | 500000 | 1183611019.348 | 500000 | 1297835168.6671 | 500000 | 1411809911.5909 | 500000 | 1523493429.2838 | 500000 | 1632994504.784 | 500000 | 1741056834.7061
| 259596.625 | 363767035.4731 | 301165.6768 | 422016832.6032 | 349391.1495 | 489594125.7967 | 405338.9469 | 567992542.5012 | 470245.6054 | 658944814.2368 | 500000 | 761723555.2015 | 500000 | 869067504.19 | 500000 | 979561146.0001 | 500000 | 1091658723.9798 | 500000 | 1204567957.1471 | 500000 | 1318792106.4661 | 500000 | 1432766849.3899 | 500000 | 1544450367.0828 | 500000 | 1653951442.583 | 500000 | 1762013772.5051
| 270263.6719 | 372397738.6515 | 313540.8315 | 432029565.1032 | 363747.93 | 501210190.9306 | 421994.6701 | 581468681.2489 | 489568.3987 | 674578878.2064 | 500000 | 777690745.9056 | 500000 | 885034694.8941 | 500000 | 995528336.7042 | 500000 | 1107625914.6838 | 500000 | 1220535147.8511 | 500000 | 1334759297.1702 | 500000 | 1448734040.094 | 500000 | 1560417557.7869 | 500000 | 1669918633.287 | 500000 | 1777980963.2092
| 281219 | 380536366.4437 | 326250.4297 | 441471426.4806 | 378492.7083 | 512163971.7039 | 439100.521 | 594176484.4344 | 500000 | 689049144.7819 | 500000 | 792161012.4811 | 500000 | 899504961.4696 | 500000 | 1009998603.2797 | 500000 | 1122096181.2594 | 500000 | 1235005414.4266 | 500000 | 1349229563.7457 | 500000 | 1463204306.6695 | 500000 | 1574887824.3624 | 500000 | 1684388899.8626 | 500000 | 1792451229.7847
| 292466.4531 | 391627302.0687 | 339298.9308 | 454338346.9726 | 393630.6578 | 527091264.1798 | 456662.5013 | 611494075.3925 | 500000 | 708010183.743 | 500000 | 811122051.4421 | 500000 | 918466000.4306 | 500000 | 1028959642.2407 | 500000 | 1141057220.2204 | 500000 | 1253966453.3877 | 500000 | 1368190602.7067 | 500000 | 1482165345.6305 | 500000 | 1593848863.3234 | 500000 | 1703349938.8236 | 500000 | 1811412268.7457
| 304009.875 | 403762761.1938 | 352690.7939 | 468417049.8861 | 409166.9516 | 543424381.0433 | 474686.6126 | 630442604.5628 | 500000 | 727969172.123 | 500000 | 831081039.8222 | 500000 | 938424988.8107 | 500000 | 1048918630.6208 | 500000 | 1161016208.6004 | 500000 | 1273925441.7677 | 500000 | 1388149591.0868 | 500000 | 1502124334.0106 | 500000 | 1613807851.7035 | 500000 | 1723308927.2036 | 500000 | 1831371257.1258
| 315853.1094 | 415110156.5655 | 366430.4783 | 481581496.8702 | 425106.7631 | 558696842.7435 | 493178.8567 | 648160636.4882 | 500000 | 745932261.6651 | 500000 | 849044129.3642 | 500000 | 956388078.3527 | 500000 | 1066881720.1628 | 500000 | 1178979298.1425 | 500000 | 1291888531.3097 | 500000 | 1406112680.6288 | 500000 | 1520087423.5526 | 500000 | 1631770941.2455 | 500000 | 1741272016.7457 | 500000 | 1849334346.6678
| 328000 | 423947996.6202 | 380522.4432 | 491834534.9502 | 441455.2656 | 570591693.4407 | 500000 | 661632953.6448 | 500000 | 759404578.8216 | 500000 | 862516446.5207 | 500000 | 969860395.5092 | 500000 | 1080354037.3194 | 500000 | 1192451615.299 | 500000 | 1305360848.4663 | 500000 | 1419584997.7854 | 500000 | 1533559740.7091 | 500000 | 1645243258.402 | 500000 | 1754744333.9022 | 500000 | 1862806663.8243
| 340454.3906 | 434820196.9824 | 394971.1479 | 504447694.2331 | 458217.6324 | 585224590.0827 | 500000 | 677600144.3488 | 500000 | 775371769.5256 | 500000 | 878483637.2248 | 500000 | 985827586.2133 | 500000 | 1096321228.0234 | 500000 | 1208418806.003 | 500000 | 1321328039.1703 | 500000 | 1435552188.4894 | 500000 | 1549526931.4132 | 500000 | 1661210449.1061 | 500000 | 1770711524.6062 | 500000 | 1878773854.5284
| 353220.125 | 443632592.4455 | 409781.0517 | 514671213.2943 | 475399.0369 | 597085194.899 | 500000 | 690074512.0863 | 500000 | 787846137.2631 | 500000 | 890958004.9623 | 500000 | 998301953.9508 | 500000 | 1108795595.7609 | 500000 | 1220893173.7406 | 500000 | 1333802406.9078 | 500000 | 1448026556.2269 | 500000 | 1562001299.1507 | 500000 | 1673684816.8436 | 500000 | 1783185892.3438 | 500000 | 1891248222.2659
| 366301.0469 | 450578040.8668 | 424956.6137 | 522728832.204 | 493004.6522 | 606433075.3182 | 500000 | 699555031.5668 | 500000 | 797326656.7437 | 500000 | 900438524.4428 | 500000 | 1007782473.4313 | 500000 | 1118276115.2414 | 500000 | 1230373693.2211 | 500000 | 1343282926.3884 | 500000 | 1457507075.7074 | 500000 | 1571481818.6312 | 500000 | 1683165336.3241 | 500000 | 1792666411.8243 | 500000 | 1900728741.7464
| 379701 | 455504031.9673 | 440502.2933 | 528443619.3038 | 500000 | 612919746.5417 | 500000 | 706041702.7904 | 500000 | 803813327.9672 | 500000 | 906925195.6663 | 500000 | 1014269144.6548 | 500000 | 1124762786.4649 | 500000 | 1236860364.4446 | 500000 | 1349769597.6119 | 500000 | 1463993746.9309 | 500000 | 1577968489.8547 | 500000 | 1689652007.5476 | 500000 | 1799153083.0478 | 500000 | 1907215412.9699
| 393423.8281 | 461393288.1778 | 456422.5497 | 535275918.5777 | 500000 | 620404367.1843 | 500000 | 713526323.4329 | 500000 | 811297948.6097 | 500000 | 914409816.3088 | 500000 | 1021753765.2973 | 500000 | 1132247407.1075 | 500000 | 1244344985.0871 | 500000 | 1357254218.2544 | 500000 | 1471478367.5735 | 500000 | 1585453110.4972 | 500000 | 1697136628.1901 | 500000 | 1806637703.6903 | 500000 | 1914700033.6124
| 407473.375 | 466272941.9918 | 472721.8421 | 540936948.4292 | 500000 | 626392063.6983 | 500000 | 719514019.9469 | 500000 | 817285645.1237 | 500000 | 920397512.8229 | 500000 | 1027741461.8113 | 500000 | 1138235103.6215 | 500000 | 1250332681.6011 | 500000 | 1363241914.7684 | 500000 | 1477466064.0875 | 500000 | 1591440807.0113 | 500000 | 1703124324.7042 | 500000 | 1812625400.2043 | 500000 | 1920687730.1264
| 421853.4844 | 474271722.3449 | 489404.6297 | 550216568.681 | 500000 | 635872583.1788 | 500000 | 728994539.4274 | 500000 | 826766164.6042 | 500000 | 929878032.3034 | 500000 | 1037221981.2919 | 500000 | 1147715623.102 | 500000 | 1259813201.0816 | 500000 | 1372722434.2489 | 500000 | 1486946583.568 | 500000 | 1600921326.4918 | 500000 | 1712604844.1847 | 500000 | 1822105919.6848 | 500000 | 1930168249.607
| 436568 | 479064122.9464 | 500000 | 555705290.4855 | 500000 | 641361304.9833 | 500000 | 734483261.2319 | 500000 | 832254886.4087 | 500000 | 935366754.1079 | 500000 | 1042710703.0964 | 500000 | 1153204344.9065 | 500000 | 1265301922.8861 | 500000 | 1378211156.0534 | 500000 | 1492435305.3725 | 500000 | 1606410048.2963 | 500000 | 1718093565.9892 | 500000 | 1827594641.4894 | 500000 | 1935656971.4115
| 451620.7656 | 484472459.1144 | 500000 | 561692986.9995 | 500000 | 647349001.4973 | 500000 | 740470957.7459 | 500000 | 838242582.9228 | 500000 | 941354450.6219 | 500000 | 1048698399.6104 | 500000 | 1159192041.4205 | 500000 | 1271289619.4002 | 500000 | 1384198852.5674 | 500000 | 1498423001.8865 | 500000 | 1612397744.8103 | 500000 | 1724081262.5032 | 500000 | 1833582338.0034 | 500000 | 1941644667.9255
| 467015.625 | 490531212.7456 | 500000 | 568179658.223 | 500000 | 653835672.7208 | 500000 | 746957628.9694 | 500000 | 844729254.1463 | 500000 | 947841121.8454 | 500000 | 1055185070.8339 | 500000 | 1165678712.644 | 500000 | 1277776290.6237 | 500000 | 1390685523.791 | 500000 | 1504909673.11 | 500000 | 1618884416.0338 | 500000 | 1730567933.7267 | 500000 | 1840069009.2269 | 500000 | 1948131339.149
| 482756.4219 | 495830644.1437 | 500000 | 573668380.0275 | 500000 | 659324394.5253 | 500000 | 752446350.7739 | 500000 | 850217975.9508 | 500000 | 953329843.6499 | 500000 | 1060673792.6384 | 500000 | 1171167434.4485 | 500000 | 1283265012.4282 | 500000 | 1396174245.5955 | 500000 | 1510398394.9145 | 500000 | 1624373137.8383 | 500000 | 1736056655.5312 | 500000 | 1845557731.0314 | 500000 | 1953620060.9535
| 498847 | 500311060.8081 | 500000 | 578159152.413 | 500000 | 663815166.9108 | 500000 | 756937123.1595 | 500000 | 854708748.3363 | 500000 | 957820616.0354 | 500000 | 1065164565.0239 | 500000 | 1175658206.834 | 500000 | 1287755784.8137 | 500000 | 1400665017.981 | 500000 | 1514889167.3001 | 500000 | 1628863910.2238 | 500000 | 1740547427.9167 | 500000 | 1850048503.4169 | 500000 | 1958110833.339
| 500000 | 504302858.4841 | 500000 | 582150950.089 | 500000 | 667806964.5869 | 500000 | 760928920.8355 | 500000 | 858700546.0123 | 500000 | 961812413.7114 | 500000 | 1069156362.6999 | 500000 | 1179650004.5101 | 500000 | 1291747582.4897 | 500000 | 1404656815.657 | 500000 | 1518880964.9761 | 500000 | 1632855707.8998 | 500000 | 1744539225.5927 | 500000 | 1854040301.0929 | 500000 | 1962102631.015
| 500000 | 508793630.8696 | 500000 | 586641722.4746 | 500000 | 672297736.9724 | 500000 | 765419693.221 | 500000 | 863191318.3978 | 500000 | 966303186.0969 | 500000 | 1073647135.0854 | 500000 | 1184140776.8956 | 500000 | 1296238354.8752 | 500000 | 1409147588.0425 | 500000 | 1523371737.3616 | 500000 | 1637346480.2853 | 500000 | 1749029997.9782 | 500000 | 1858531073.4784 | 500000 | 1966593403.4005
| 500000 | 515280302.0931 | 500000 | 593128393.6981 | 500000 | 678784408.1959 | 500000 | 771906364.4445 | 500000 | 869677989.6213 | 500000 | 972789857.3205 | 500000 | 1080133806.309 | 500000 | 1190627448.1191 | 500000 | 1302725026.0987 | 500000 | 1415634259.266 | 500000 | 1529858408.5851 | 500000 | 1643833151.5089 | 500000 | 1755516669.2018 | 500000 | 1865017744.7019 | 500000 | 1973080074.6241
| 500000 | 517276200.9311 | 500000 | 595124292.5361 | 500000 | 680780307.0339 | 500000 | 773902263.2825 | 500000 | 871673888.4593 | 500000 | 974785756.1585 | 500000 | 1082129705.147 | 500000 | 1192623346.9571 | 500000 | 1304720924.9367 | 500000 | 1417630158.104 | 500000 | 1531854307.4231 | 500000 | 1645829050.3469 | 500000 | 1757512568.0398 | 500000 | 1867013643.5399 | 500000 | 1975075973.4621
| 500000 | 519771074.4786 | 500000 | 597619166.0836 | 500000 | 683275180.5814 | 500000 | 776397136.83 | 500000 | 874168762.0068 | 500000 | 977280629.706 | 500000 | 1084624578.6945 | 500000 | 1195118220.5046 | 500000 | 1307215798.4842 | 500000 | 1420125031.6515 | 500000 | 1534349180.9706 | 500000 | 1648323923.8944 | 500000 | 1760007441.5873 | 500000 | 1869508517.0874 | 500000 | 1977570847.0096
| 500000 | 523263897.4451 | 500000 | 601111989.0501 | 500000 | 686768003.5479 | 500000 | 779889959.7965 | 500000 | 877661584.9733 | 500000 | 980773452.6725 | 500000 | 1088117401.661 | 500000 | 1198611043.4711 | 500000 | 1310708621.4507 | 500000 | 1423617854.618 | 500000 | 1537842003.9371 | 500000 | 1651816746.8609 | 500000 | 1763500264.5538 | 500000 | 1873001340.054 | 500000 | 1981063669.9761
| 500000 | 525259796.2831 | 500000 | 603107887.8881 | 500000 | 688763902.3859 | 500000 | 781885858.6345 | 500000 | 879657483.8113 | 500000 | 982769351.5105 | 500000 | 1090113300.499 | 500000 | 1200606942.3091 | 500000 | 1312704520.2887 | 500000 | 1425613753.456 | 500000 | 1539837902.7751 | 500000 | 1653812645.6989 | 500000 | 1765496163.3918 | 500000 | 1874997238.892 | 500000 | 1983059568.8141
| 500000 | 526756720.4116 | 500000 | 604604812.0166 | 500000 | 690260826.5144 | 500000 | 783382782.763 | 500000 | 881154407.9398 | 500000 | 984266275.639 | 500000 | 1091610224.6275 | 500000 | 1202103866.4376 | 500000 | 1314201444.4172 | 500000 | 1427110677.5845 | 500000 | 1541334826.9036 | 500000 | 1655309569.8274 | 500000 | 1766993087.5203 | 500000 | 1876494163.0205 | 500000 | 1984556492.9426
| 500000 | 0 | 500000 | 0 | 500000 | 0 | 500000 | 0 | 500000 | 0 | 500000 | 0 | 500000 | 0 | 500000 | 0 | 500000 | 0 | 500000 | 0 | 500000 | 0 | 500000 | 0 | 500000 | 0 | 500000 | 0 | 500000 | 0
| 500000 | 0 | 500000 | 0 | 500000 | 0 | 500000 | 0 | 500000 | 0 | 500000 | 0 | 500000 | 0 | 500000 | 0 | 500000 | 0 | 500000 | 0 | 500000 | 0 | 500000 | 0 | 500000 | 0 | 500000 | 0 | 500000 | 0
| 500000 | 0 | 500000 | 0 | 500000 | 0 | 500000 | 0 | 500000 | 0 | 500000 | 0 | 500000 | 0 | 500000 | 0 | 500000 | 0 | 500000 | 0 | 500000 | 0 | 500000 | 0 | 500000 | 0 | 500000 | 0 | 500000 | 0
| 500000 | 0 | 500000 | 0 | 500000 | 0 | 500000 | 0 | 500000 | 0 | 500000 | 0 | 500000 | 0 | 500000 | 0 | 500000 | 0 | 500000 | 0 | 500000 | 0 | 500000 | 0 | 500000 | 0 | 500000 | 0 | 500000 | 0
| 500000 | 0 | 500000 | 0 | 500000 | 0 | 500000 | 0 | 500000 | 0 | 500000 | 0 | 500000 | 0 | 500000 | 0 | 500000 | 0 | 500000 | 0 | 500000 | 0 | 500000 | 0 | 500000 | 0 | 500000 | 0 | 500000 | 0
| 500000 | 0 | 500000 | 0 | 500000 | 0 | 500000 | 0 | 500000 | 0 | 500000 | 0 | 500000 | 0 | 500000 | 0 | 500000 | 0 | 500000 | 0 | 500000 | 0 | 500000 | 0 | 500000 | 0 | 500000 | 0 | 500000 | 0
| 500000 | 0 | 500000 | 0 | 500000 | 0 | 500000 | 0 | 500000 | 0 | 500000 | 0 | 500000 | 0 | 500000 | 0 | 500000 | 0 | 500000 | 0 | 500000 | 0 | 500000 | 0 | 500000 | 0 | 500000 | 0 | 500000 | 0
| 500000 | 0 | 500000 | 0 | 500000 | 0 | 500000 | 0 | 500000 | 0 | 500000 | 0 | 500000 | 0 | 500000 | 0 | 500000 | 0 | 500000 | 0 | 500000 | 0 | 500000 | 0 | 500000 | 0 | 500000 | 0 | 500000 | 0
| 500000 | 0 | 500000 | 0 | 500000 | 0 | 500000 | 0 | 500000 | 0 | 500000 | 0 | 500000 | 0 | 500000 | 0 | 500000 | 0 | 500000 | 0 | 500000 | 0 | 500000 | 0 | 500000 | 0 | 500000 | 0 | 500000 | 0
| 500000 | 0 | 500000 | 0 | 500000 | 0 | 500000 | 0 | 500000 | 0 | 500000 | 0 | 500000 | 0 | 500000 | 0 | 500000 | 0 | 500000 | 0 | 500000 | 0 | 500000 | 0 | 500000 | 0 | 500000 | 0 | 500000 | 0
| 500000 | 0 | 500000 | 0 | 500000 | 0 | 500000 | 0 | 500000 | 0 | 500000 | 0 | 500000 | 0 | 500000 | 0 | 500000 | 0 | 500000 | 0 | 500000 | 0 | 500000 | 0 | 500000 | 0 | 500000 | 0 | 500000 | 0
| 500000 | 0 | 500000 | 0 | 500000 | 0 | 500000 | 0 | 500000 | 0 | 500000 | 0 | 500000 | 0 | 500000 | 0 | 500000 | 0 | 500000 | 0 | 500000 | 0 | 500000 | 0 | 500000 | 0 | 500000 | 0 | 500000 | 0
| 500000 | 0 | 500000 | 0 | 500000 | 0 | 500000 | 0 | 500000 | 0 | 500000 | 0 | 500000 | 0 | 500000 | 0 | 500000 | 0 | 500000 | 0 | 500000 | 0 | 500000 | 0 | 500000 | 0 | 500000 | 0 | 500000 | 0
| 500000 | 0 | 500000 | 0 | 500000 | 0 | 500000 | 0 | 500000 | 0 | 500000 | 0 | 500000 | 0 | 500000 | 0 | 500000 | 0 | 500000 | 0 | 500000 | 0 | 500000 | 0 | 500000 | 0 | 500000 | 0 | 500000 | 0
| 500000 | 0 | 500000 | 0 | 500000 | 0 | 500000 | 0 | 500000 | 0 | 500000 | 0 | 500000 | 0 | 500000 | 0 | 500000 | 0 | 500000 | 0 | 500000 | 0 | 500000 | 0 | 500000 | 0 | 500000 | 0 | 500000 | 0
| 500000 | 0 | 500000 | 0 | 500000 | 0 | 500000 | 0 | 500000 | 0 | 500000 | 0 | 500000 | 0 | 500000 | 0 | 500000 | 0 | 500000 | 0 | 500000 | 0 | 500000 | 0 | 500000 | 0 | 500000 | 0 | 500000 | 0
| 500000 | 0 | 500000 | 0 | 500000 | 0 | 500000 | 0 | 500000 | 0 | 500000 | 0 | 500000 | 0 | 500000 | 0 | 500000 | 0 | 500000 | 0 | 500000 | 0 | 500000 | 0 | 500000 | 0 | 500000 | 0 | 500000 | 0
| 500000 | 0 | 500000 | 0 | 500000 | 0 | 500000 | 0 | 500000 | 0 | 500000 | 0 | 500000 | 0 | 500000 | 0 | 500000 | 0 | 500000 | 0 | 500000 | 0 | 500000 | 0 | 500000 | 0 | 500000 | 0 | 500000 | 0
| 500000 | 0 | 500000 | 0 | 500000 | 0 | 500000 | 0 | 500000 | 0 | 500000 | 0 | 500000 | 0 | 500000 | 0 | 500000 | 0 | 500000 | 0 | 500000 | 0 | 500000 | 0 | 500000 | 0 | 500000 | 0 | 500000 | 0
| 500000 | 0 | 500000 | 0 | 500000 | 0 | 500000 | 0 | 500000 | 0 | 500000 | 0 | 500000 | 0 | 500000 | 0 | 500000 | 0 | 500000 | 0 | 500000 | 0 | 500000 | 0 | 500000 | 0 | 500000 | 0 | 500000 | 0
| 500000 | 0 | 500000 | 0 | 500000 | 0 | 500000 | 0 | 500000 | 0 | 500000 | 0 | 500000 | 0 | 500000 | 0 | 500000 | 0 | 500000 | 0 | 500000 | 0 | 500000 | 0 | 500000 | 0 | 500000 | 0 | 500000 | 0
| 500000 | 0 | 500000 | 0 | 500000 | 0 | 500000 | 0 | 500000 | 0 | 500000 | 0 | 500000 | 0 | 500000 | 0 | 500000 | 0 | 500000 | 0 | 500000 | 0 | 500000 | 0 | 500000 | 0 | 500000 | 0 | 500000 | 0
| 500000 | 0 | 500000 | 0 | 500000 | 0 | 500000 | 0 | 500000 | 0 | 500000 | 0 | 500000 | 0 | 500000 | 0 | 500000 | 0 | 500000 | 0 | 500000 | 0 | 500000 | 0 | 500000 | 0 | 500000 | 0 | 500000 | 0
| 500000 | 0 | 500000 | 0 | 500000 | 0 | 500000 | 0 | 500000 | 0 | 500000 | 0 | 500000 | 0 | 500000 | 0 | 500000 | 0 | 500000 | 0 | 500000 | 0 | 500000 | 0 | 500000 | 0 | 500000 | 0 | 500000 | 0
| 500000 | 0 | 500000 | 0 | 500000 | 0 | 500000 | 0 | 500000 | 0 | 500000 | 0 | 500000 | 0 | 500000 | 0 | 500000 | 0 | 500000 | 0 | 500000 | 0 | 500000 | 0 | 500000 | 0 | 500000 | 0 | 500000 | 0
| 500000 | 0 | 500000 | 0 | 500000 | 0 | 500000 | 0 | 500000 | 0 | 500000 | 0 | 500000 | 0 | 500000 | 0 | 500000 | 0 | 500000 | 0 | 500000 | 0 | 500000 | 0 | 500000 | 0 | 500000 | 0 | 500000 | 0
| 500000 | 0 | 500000 | 0 | 500000 | 0 | 500000 | 0 | 500000 | 0 | 500000 | 0 | 500000 | 0 | 500000 | 0 | 500000 | 0 | 500000 | 0 | 500000 | 0 | 500000 | 0 | 500000 | 0 | 500000 | 0 | 500000 | 0
| 500000 | 0 | 500000 | 0 | 500000 | 0 | 500000 | 0 | 500000 | 0 | 500000 | 0 | 500000 | 0 | 500000 | 0 | 500000 | 0 | 500000 | 0 | 500000 | 0 | 500000 | 0 | 500000 | 0 | 500000 | 0 | 500000 | 0
| 500000 | 0 | 500000 | 0 | 500000 | 0 | 500000 | 0 | 500000 | 0 | 500000 | 0 | 500000 | 0 | 500000 | 0 | 500000 | 0 | 500000 | 0 | 500000 | 0 | 500000 | 0 | 500000 | 0 | 500000 | 0 | 500000 | 0
| 500000 | 0 | 500000 | 0 | 500000 | 0 | 500000 | 0 | 500000 | 0 | 500000 | 0 | 500000 | 0 | 500000 | 0 | 500000 | 0 | 500000 | 0 | 500000 | 0 | 500000 | 0 | 500000 | 0 | 500000 | 0 | 500000 | 0
| 500000 | 0 | 500000 | 0 | 500000 | 0 | 500000 | 0 | 500000 | 0 | 500000 | 0 | 500000 | 0 | 500000 | 0 | 500000 | 0 | 500000 | 0 | 500000 | 0 | 500000 | 0 | 500000 | 0 | 500000 | 0 | 500000 | 0
| 500000 | 0 | 500000 | 0 | 500000 | 0 | 500000 | 0 | 500000 | 0 | 500000 | 0 | 500000 | 0 | 500000 | 0 | 500000 | 0 | 500000 | 0 | 500000 | 0 | 500000 | 0 | 500000 | 0 | 500000 | 0 | 500000 | 0
| 500000 | 0 | 500000 | 0 | 500000 | 0 | 500000 | 0 | 500000 | 0 | 500000 | 0 | 500000 | 0 | 500000 | 0 | 500000 | 0 | 500000 | 0 | 500000 | 0 | 500000 | 0 | 500000 | 0 | 500000 | 0 | 500000 | 0
| 500000 | 0 | 500000 | 0 | 500000 | 0 | 500000 | 0 | 500000 | 0 | 500000 | 0 | 500000 | 0 | 500000 | 0 | 500000 | 0 | 500000 | 0 | 500000 | 0 | 500000 | 0 | 500000 | 0 | 500000 | 0 | 500000 | 0
| 500000 | 0 | 500000 | 0 | 500000 | 0 | 500000 | 0 | 500000 | 0 | 500000 | 0 | 500000 | 0 | 500000 | 0 | 500000 | 0 | 500000 | 0 | 500000 | 0 | 500000 | 0 | 500000 | 0 | 500000 | 0 | 500000 | 0
| 500000 | 0 | 500000 | 0 | 500000 | 0 | 500000 | 0 | 500000 | 0 | 500000 | 0 | 500000 | 0 | 500000 | 0 | 500000 | 0 | 500000 | 0 | 500000 | 0 | 500000 | 0 | 500000 | 0 | 500000 | 0 | 500000 | 0
| 500000 | 0 | 500000 | 0 | 500000 | 0 | 500000 | 0 | 500000 | 0 | 500000 | 0 | 500000 | 0 | 500000 | 0 | 500000 | 0 | 500000 | 0 | 500000 | 0 | 500000 | 0 | 500000 | 0 | 500000 | 0 | 500000 | 0
| 500000 | 0 | 500000 | 0 | 500000 | 0 | 500000 | 0 | 500000 | 0 | 500000 | 0 | 500000 | 0 | 500000 | 0 | 500000 | 0 | 500000 | 0 | 500000 | 0 | 500000 | 0 | 500000 | 0 | 500000 | 0 | 500000 | 0
| 500000 | 0 | 500000 | 0 | 500000 | 0 | 500000 | 0 | 500000 | 0 | 500000 | 0 | 500000 | 0 | 500000 | 0 | 500000 | 0 | 500000 | 0 | 500000 | 0 | 500000 | 0 | 500000 | 0 | 500000 | 0 | 500000 | 0
| 500000 | 0 | 500000 | 0 | 500000 | 0 | 500000 | 0 | 500000 | 0 | 500000 | 0 | 500000 | 0 | 500000 | 0 | 500000 | 0 | 500000 | 0 | 500000 | 0 | 500000 | 0 | 500000 | 0 | 500000 | 0 | 500000 | 0
| 500000 | 0 | 500000 | 0 | 500000 | 0 | 500000 | 0 | 500000 | 0 | 500000 | 0 | 500000 | 0 | 500000 | 0 | 500000 | 0 | 500000 | 0 | 500000 | 0 | 500000 | 0 | 500000 | 0 | 500000 | 0 | 500000 | 0
| 500000 | 0 | 500000 | 0 | 500000 | 0 | 500000 | 0 | 500000 | 0 | 500000 | 0 | 500000 | 0 | 500000 | 0 | 500000 | 0 | 500000 | 0 | 500000 | 0 | 500000 | 0 | 500000 | 0 | 500000 | 0 | 500000 | 0
| 500000 | 0 | 500000 | 0 | 500000 | 0 | 500000 | 0 | 500000 | 0 | 500000 | 0 | 500000 | 0 | 500000 | 0 | 500000 | 0 | 500000 | 0 | 500000 | 0 | 500000 | 0 | 500000 | 0 | 500000 | 0 | 500000 | 0
| 500000 | 0 | 500000 | 0 | 500000 | 0 | 500000 | 0 | 500000 | 0 | 500000 | 0 | 500000 | 0 | 500000 | 0 | 500000 | 0 | 500000 | 0 | 500000 | 0 | 500000 | 0 | 500000 | 0 | 500000 | 0 | 500000 | 0
| 500000 | 0 | 500000 | 0 | 500000 | 0 | 500000 | 0 | 500000 | 0 | 500000 | 0 | 500000 | 0 | 500000 | 0 | 500000 | 0 | 500000 | 0 | 500000 | 0 | 500000 | 0 | 500000 | 0 | 500000 | 0 | 500000 | 0
| 500000 | 0 | 500000 | 0 | 500000 | 0 | 500000 | 0 | 500000 | 0 | 500000 | 0 | 500000 | 0 | 500000 | 0 | 500000 | 0 | 500000 | 0 | 500000 | 0 | 500000 | 0 | 500000 | 0 | 500000 | 0 | 500000 | 0
| 500000 | 0 | 500000 | 0 | 500000 | 0 | 500000 | 0 | 500000 | 0 | 500000 | 0 | 500000 | 0 | 500000 | 0 | 500000 | 0 | 500000 | 0 | 500000 | 0 | 500000 | 0 | 500000 | 0 | 500000 | 0 | 500000 | 0
| 500000 | 0 | 500000 | 0 | 500000 | 0 | 500000 | 0 | 500000 | 0 | 500000 | 0 | 500000 | 0 | 500000 | 0 | 500000 | 0 | 500000 | 0 | 500000 | 0 | 500000 | 0 | 500000 | 0 | 500000 | 0 | 500000 | 0
| 500000 | 0 | 500000 | 0 | 500000 | 0 | 500000 | 0 | 500000 | 0 | 500000 | 0 | 500000 | 0 | 500000 | 0 | 500000 | 0 | 500000 | 0 | 500000 | 0 | 500000 | 0 | 500000 | 0 | 500000 | 0 | 500000 | 0
| 500000 | 0 | 500000 | 0 | 500000 | 0 | 500000 | 0 | 500000 | 0 | 500000 | 0 | 500000 | 0 | 500000 | 0 | 500000 | 0 | 500000 | 0 | 500000 | 0 | 500000 | 0 | 500000 | 0 | 500000 | 0 | 500000 | 0
| 500000 | 0 | 500000 | 0 | 500000 | 0 | 500000 | 0 | 500000 | 0 | 500000 | 0 | 500000 | 0 | 500000 | 0 | 500000 | 0 | 500000 | 0 | 500000 | 0 | 500000 | 0 | 500000 | 0 | 500000 | 0 | 500000 | 0
| 500000 | 0 | 500000 | 0 | 500000 | 0 | 500000 | 0 | 500000 | 0 | 500000 | 0 | 500000 | 0 | 500000 | 0 | 500000 | 0 | 500000 | 0 | 500000 | 0 | 500000 | 0 | 500000 | 0 | 500000 | 0 | 500000 | 0
| 500000 | 0 | 500000 | 0 | 500000 | 0 | 500000 | 0 | 500000 | 0 | 500000 | 0 | 500000 | 0 | 500000 | 0 | 500000 | 0 | 500000 | 0 | 500000 | 0 | 500000 | 0 | 500000 | 0 | 500000 | 0 | 500000 | 0
| 500000 | 0 | 500000 | 0 | 500000 | 0 | 500000 | 0 | 500000 | 0 | 500000 | 0 | 500000 | 0 | 500000 | 0 | 500000 | 0 | 500000 | 0 | 500000 | 0 | 500000 | 0 | 500000 | 0 | 500000 | 0 | 500000 | 0
| 500000 | 0 | 500000 | 0 | 500000 | 0 | 500000 | 0 | 500000 | 0 | 500000 | 0 | 500000 | 0 | 500000 | 0 | 500000 | 0 | 500000 | 0 | 500000 | 0 | 500000 | 0 | 500000 | 0 | 500000 | 0 | 500000 | 0
| 500000 | 0 | 500000 | 0 | 500000 | 0 | 500000 | 0 | 500000 | 0 | 500000 | 0 | 500000 | 0 | 500000 | 0 | 500000 | 0 | 500000 | 0 | 500000 | 0 | 500000 | 0 | 500000 | 0 | 500000 | 0 | 500000 | 0
| 500000 | 0 | 500000 | 0 | 500000 | 0 | 500000 | 0 | 500000 | 0 | 500000 | 0 | 500000 | 0 | 500000 | 0 | 500000 | 0 | 500000 | 0 | 500000 | 0 | 500000 | 0 | 500000 | 0 | 500000 | 0 | 500000 | 0
| 500000 | 0 | 500000 | 0 | 500000 | 0 | 500000 | 0 | 500000 | 0 | 500000 | 0 | 500000 | 0 | 500000 | 0 | 500000 | 0 | 500000 | 0 | 500000 | 0 | 500000 | 0 | 500000 | 0 | 500000 | 0 | 500000 | 0
| 500000 | 0 | 500000 | 0 | 500000 | 0 | 500000 | 0 | 500000 | 0 | 500000 | 0 | 500000 | 0 | 500000 | 0 | 500000 | 0 | 500000 | 0 | 500000 | 0 | 500000 | 0 | 500000 | 0 | 500000 | 0 | 500000 | 0
| 500000 | 0 | 500000 | 0 | 500000 | 0 | 500000 | 0 | 500000 | 0 | 500000 | 0 | 500000 | 0 | 500000 | 0 | 500000 | 0 | 500000 | 0 | 500000 | 0 | 500000 | 0 | 500000 | 0 | 500000 | 0 | 500000 | 0
| 500000 | 0 | 500000 | 0 | 500000 | 0 | 500000 | 0 | 500000 | 0 | 500000 | 0 | 500000 | 0 | 500000 | 0 | 500000 | 0 | 500000 | 0 | 500000 | 0 | 500000 | 0 | 500000 | 0 | 500000 | 0 | 500000 | 0
| 500000 | 0 | 500000 | 0 | 500000 | 0 | 500000 | 0 | 500000 | 0 | 500000 | 0 | 500000 | 0 | 500000 | 0 | 500000 | 0 | 500000 | 0 | 500000 | 0 | 500000 | 0 | 500000 | 0 | 500000 | 0 | 500000 | 0
| 500000 | 0 | 500000 | 0 | 500000 | 0 | 500000 | 0 | 500000 | 0 | 500000 | 0 | 500000 | 0 | 500000 | 0 | 500000 | 0 | 500000 | 0 | 500000 | 0 | 500000 | 0 | 500000 | 0 | 500000 | 0 | 500000 | 0
| 500000 | 0 | 500000 | 0 | 500000 | 0 | 500000 | 0 | 500000 | 0 | 500000 | 0 | 500000 | 0 | 500000 | 0 | 500000 | 0 | 500000 | 0 | 500000 | 0 | 500000 | 0 | 500000 | 0 | 500000 | 0 | 500000 | 0
| 500000 | 0 | 500000 | 0 | 500000 | 0 | 500000 | 0 | 500000 | 0 | 500000 | 0 | 500000 | 0 | 500000 | 0 | 500000 | 0 | 500000 | 0 | 500000 | 0 | 500000 | 0 | 500000 | 0 | 500000 | 0 | 500000 | 0
| 500000 | 0 | 500000 | 0 | 500000 | 0 | 500000 | 0 | 500000 | 0 | 500000 | 0 | 500000 | 0 | 500000 | 0 | 500000 | 0 | 500000 | 0 | 500000 | 0 | 500000 | 0 | 500000 | 0 | 500000 | 0 | 500000 | 0
| 500000 | 0 | 500000 | 0 | 500000 | 0 | 500000 | 0 | 500000 | 0 | 500000 | 0 | 500000 | 0 | 500000 | 0 | 500000 | 0 | 500000 | 0 | 500000 | 0 | 500000 | 0 | 500000 | 0 | 500000 | 0 | 500000 | 0
| 500000 | 0 | 500000 | 0 | 500000 | 0 | 500000 | 0 | 500000 | 0 | 500000 | 0 | 500000 | 0 | 500000 | 0 | 500000 | 0 | 500000 | 0 | 500000 | 0 | 500000 | 0 | 500000 | 0 | 500000 | 0 | 500000 | 0
| 500000 | 0 | 500000 | 0 | 500000 | 0 | 500000 | 0 | 500000 | 0 | 500000 | 0 | 500000 | 0 | 500000 | 0 | 500000 | 0 | 500000 | 0 | 500000 | 0 | 500000 | 0 | 500000 | 0 | 500000 | 0 | 500000 | 0
| 500000 | 0 | 500000 | 0 | 500000 | 0 | 500000 | 0 | 500000 | 0 | 500000 | 0 | 500000 | 0 | 500000 | 0 | 500000 | 0 | 500000 | 0 | 500000 | 0 | 500000 | 0 | 500000 | 0 | 500000 | 0 | 500000 | 0
| 500000 | 0 | 500000 | 0 | 500000 | 0 | 500000 | 0 | 500000 | 0 | 500000 | 0 | 500000 | 0 | 500000 | 0 | 500000 | 0 | 500000 | 0 | 500000 | 0 | 500000 | 0 | 500000 | 0 | 500000 | 0 | 500000 | 0
| 500000 | 0 | 500000 | 0 | 500000 | 0 | 500000 | 0 | 500000 | 0 | 500000 | 0 | 500000 | 0 | 500000 | 0 | 500000 | 0 | 500000 | 0 | 500000 | 0 | 500000 | 0 | 500000 | 0 | 500000 | 0 | 500000 | 0
| 500000 | 0 | 500000 | 0 | 500000 | 0 | 500000 | 0 | 500000 | 0 | 500000 | 0 | 500000 | 0 | 500000 | 0 | 500000 | 0 | 500000 | 0 | 500000 | 0 | 500000 | 0 | 500000 | 0 | 500000 | 0 | 500000 | 0
| 500000 | 0 | 500000 | 0 | 500000 | 0 | 500000 | 0 | 500000 | 0 | 500000 | 0 | 500000 | 0 | 500000 | 0 | 500000 | 0 | 500000 | 0 | 500000 | 0 | 500000 | 0 | 500000 | 0 | 500000 | 0 | 500000 | 0
| 500000 | 0 | 500000 | 0 | 500000 | 0 | 500000 | 0 | 500000 | 0 | 500000 | 0 | 500000 | 0 | 500000 | 0 | 500000 | 0 | 500000 | 0 | 500000 | 0 | 500000 | 0 | 500000 | 0 | 500000 | 0 | 500000 | 0
| 500000 | 0 | 500000 | 0 | 500000 | 0 | 500000 | 0 | 500000 | 0 | 500000 | 0 | 500000 | 0 | 500000 | 0 | 500000 | 0 | 500000 | 0 | 500000 | 0 | 500000 | 0 | 500000 | 0 | 500000 | 0 | 500000 | 0
| 500000 | 0 | 500000 | 0 | 500000 | 0 | 500000 | 0 | 500000 | 0 | 500000 | 0 | 500000 | 0 | 500000 | 0 | 500000 | 0 | 500000 | 0 | 500000 | 0 | 500000 | 0 | 500000 | 0 | 500000 | 0 | 500000 | 0
| 500000 | 0 | 500000 | 0 | 500000 | 0 | 500000 | 0 | 500000 | 0 | 500000 | 0 | 500000 | 0 | 500000 | 0 | 500000 | 0 | 500000 | 0 | 500000 | 0 | 500000 | 0 | 500000 | 0 | 500000 | 0 | 500000 | 0
| 500000 | 0 | 500000 | 0 | 500000 | 0 | 500000 | 0 | 500000 | 0 | 500000 | 0 | 500000 | 0 | 500000 | 0 | 500000 | 0 | 500000 | 0 | 500000 | 0 | 500000 | 0 | 500000 | 0 | 500000 | 0 | 500000 | 0
| 500000 | 0 | 500000 | 0 | 500000 | 0 | 500000 | 0 | 500000 | 0 | 500000 | 0 | 500000 | 0 | 500000 | 0 | 500000 | 0 | 500000 | 0 | 500000 | 0 | 500000 | 0 | 500000 | 0 | 500000 | 0 | 500000 | 0
| 500000 | 0 | 500000 | 0 | 500000 | 0 | 500000 | 0 | 500000 | 0 | 500000 | 0 | 500000 | 0 | 500000 | 0 | 500000 | 0 | 500000 | 0 | 500000 | 0 | 500000 | 0 | 500000 | 0 | 500000 | 0 | 500000 | 0
| 500000 | 0 | 500000 | 0 | 500000 | 0 | 500000 | 0 | 500000 | 0 | 500000 | 0 | 500000 | 0 | 500000 | 0 | 500000 | 0 | 500000 | 0 | 500000 | 0 | 500000 | 0 | 500000 | 0 | 500000 | 0 | 500000 | 0
| 500000 | 0 | 500000 | 0 | 500000 | 0 | 500000 | 0 | 500000 | 0 | 500000 | 0 | 500000 | 0 | 500000 | 0 | 500000 | 0 | 500000 | 0 | 500000 | 0 | 500000 | 0 | 500000 | 0 | 500000 | 0 | 500000 | 0
| 500000 | 0 | 500000 | 0 | 500000 | 0 | 500000 | 0 | 500000 | 0 | 500000 | 0 | 500000 | 0 | 500000 | 0 | 500000 | 0 | 500000 | 0 | 500000 | 0 | 500000 | 0 | 500000 | 0 | 500000 | 0 | 500000 | 0
| 500000 | 0 | 500000 | 0 | 500000 | 0 | 500000 | 0 | 500000 | 0 | 500000 | 0 | 500000 | 0 | 500000 | 0 | 500000 | 0 | 500000 | 0 | 500000 | 0 | 500000 | 0 | 500000 | 0 | 500000 | 0 | 500000 | 0
| 500000 | 0 | 500000 | 0 | 500000 | 0 | 500000 | 0 | 500000 | 0 | 500000 | 0 | 500000 | 0 | 500000 | 0 | 500000 | 0 | 500000 | 0 | 500000 | 0 | 500000 | 0 | 500000 | 0 | 500000 | 0 | 500000 | 0
| 500000 | 0 | 500000 | 0 | 500000 | 0 | 500000 | 0 | 500000 | 0 | 500000 | 0 | 500000 | 0 | 500000 | 0 | 500000 | 0 | 500000 | 0 | 500000 | 0 | 500000 | 0 | 500000 | 0 | 500000 | 0 | 500000 | 0
| 500000 | 0 | 500000 | 0 | 500000 | 0 | 500000 | 0 | 500000 | 0 | 500000 | 0 | 500000 | 0 | 500000 | 0 | 500000 | 0 | 500000 | 0 | 500000 | 0 | 500000 | 0 | 500000 | 0 | 500000 | 0 | 500000 | 0
| 500000 | 0 | 500000 | 0 | 500000 | 0 | 500000 | 0 | 500000 | 0 | 500000 | 0 | 500000 | 0 | 500000 | 0 | 500000 | 0 | 500000 | 0 | 500000 | 0 | 500000 | 0 | 500000 | 0 | 500000 | 0 | 500000 | 0
| 500000 | 0 | 500000 | 0 | 500000 | 0 | 500000 | 0 | 500000 | 0 | 500000 | 0 | 500000 | 0 | 500000 | 0 | 500000 | 0 | 500000 | 0 | 500000 | 0 | 500000 | 0 | 500000 | 0 | 500000 | 0 | 500000 | 0
| 500000 | 0 | 500000 | 0 | 500000 | 0 | 500000 | 0 | 500000 | 0 | 500000 | 0 | 500000 | 0 | 500000 | 0 | 500000 | 0 | 500000 | 0 | 500000 | 0 | 500000 | 0 | 500000 | 0 | 500000 | 0 | 500000 | 0
| 500000 | 0 | 500000 | 0 | 500000 | 0 | 500000 | 0 | 500000 | 0 | 500000 | 0 | 500000 | 0 | 500000 | 0 | 500000 | 0 | 500000 | 0 | 500000 | 0 | 500000 | 0 | 500000 | 0 | 500000 | 0 | 500000 | 0
| 500000 | 0 | 500000 | 0 | 500000 | 0 | 500000 | 0 | 500000 | 0 | 500000 | 0 | 500000 | 0 | 500000 | 0 | 500000 | 0 | 500000 | 0 | 500000 | 0 | 500000 | 0 | 500000 | 0 | 500000 | 0 | 500000 | 0
| 500000 | 0 | 500000 | 0 | 500000 | 0 | 500000 | 0 | 500000 | 0 | 500000 | 0 | 500000 | 0 | 500000 | 0 | 500000 | 0 | 500000 | 0 | 500000 | 0 | 500000 | 0 | 500000 | 0 | 500000 | 0 | 500000 | 0
| 500000 | 0 | 500000 | 0 | 500000 | 0 | 500000 | 0 | 500000 | 0 | 500000 | 0 | 500000 | 0 | 500000 | 0 | 500000 | 0 | 500000 | 0 | 500000 | 0 | 500000 | 0 | 500000 | 0 | 500000 | 0 | 500000 | 0
| 500000 | 0 | 500000 | 0 | 500000 | 0 | 500000 | 0 | 500000 | 0 | 500000 | 0 | 500000 | 0 | 500000 | 0 | 500000 | 0 | 500000 | 0 | 500000 | 0 | 500000 | 0 | 500000 | 0 | 500000 | 0 | 500000 | 0
| 500000 | 0 | 500000 | 0 | 500000 | 0 | 500000 | 0 | 500000 | 0 | 500000 | 0 | 500000 | 0 | 500000 | 0 | 500000 | 0 | 500000 | 0 | 500000 | 0 | 500000 | 0 | 500000 | 0 | 500000 | 0 | 500000 | 0
| 500000 | 0 | 500000 | 0 | 500000 | 0 | 500000 | 0 | 500000 | 0 | 500000 | 0 | 500000 | 0 | 500000 | 0 | 500000 | 0 | 500000 | 0 | 500000 | 0 | 500000 | 0 | 500000 | 0 | 500000 | 0 | 500000 | 0
| 500000 | 0 | 500000 | 0 | 500000 | 0 | 500000 | 0 | 500000 | 0 | 500000 | 0 | 500000 | 0 | 500000 | 0 | 500000 | 0 | 500000 | 0 | 500000 | 0 | 500000 | 0 | 500000 | 0 | 500000 | 0 | 500000 | 0
| 500000 | 0 | 500000 | 0 | 500000 | 0 | 500000 | 0 | 500000 | 0 | 500000 | 0 | 500000 | 0 | 500000 | 0 | 500000 | 0 | 500000 | 0 | 500000 | 0 | 500000 | 0 | 500000 | 0 | 500000 | 0 | 500000 | 0
| 500000 | 0 | 500000 | 0 | 500000 | 0 | 500000 | 0 | 500000 | 0 | 500000 | 0 | 500000 | 0 | 500000 | 0 | 500000 | 0 | 500000 | 0 | 500000 | 0 | 500000 | 0 | 500000 | 0 | 500000 | 0 | 500000 | 0
| 500000 | 0 | 500000 | 0 | 500000 | 0 | 500000 | 0 | 500000 | 0 | 500000 | 0 | 500000 | 0 | 500000 | 0 | 500000 | 0 | 500000 | 0 | 500000 | 0 | 500000 | 0 | 500000 | 0 | 500000 | 0 | 500000 | 0
| 500000 | 0 | 500000 | 0 | 500000 | 0 | 500000 | 0 | 500000 | 0 | 500000 | 0 | 500000 | 0 | 500000 | 0 | 500000 | 0 | 500000 | 0 | 500000 | 0 | 500000 | 0 | 500000 | 0 | 500000 | 0 | 500000 | 0
| 500000 | 0 | 500000 | 0 | 500000 | 0 | 500000 | 0 | 500000 | 0 | 500000 | 0 | 500000 | 0 | 500000 | 0 | 500000 | 0 | 500000 | 0 | 500000 | 0 | 500000 | 0 | 500000 | 0 | 500000 | 0 | 500000 | 0
| 500000 | 0 | 500000 | 0 | 500000 | 0 | 500000 | 0 | 500000 | 0 | 500000 | 0 | 500000 | 0 | 500000 | 0 | 500000 | 0 | 500000 | 0 | 500000 | 0 | 500000 | 0 | 500000 | 0 | 500000 | 0 | 500000 | 0
| 500000 | 0 | 500000 | 0 | 500000 | 0 | 500000 | 0 | 500000 | 0 | 500000 | 0 | 500000 | 0 | 500000 | 0 | 500000 | 0 | 500000 | 0 | 500000 | 0 | 500000 | 0 | 500000 | 0 | 500000 | 0 | 500000 | 0
| 500000 | 0 | 500000 | 0 | 500000 | 0 | 500000 | 0 | 500000 | 0 | 500000 | 0 | 500000 | 0 | 500000 | 0 | 500000 | 0 | 500000 | 0 | 500000 | 0 | 500000 | 0 | 500000 | 0 | 500000 | 0 | 500000 | 0
| 500000 | 0 | 500000 | 0 | 500000 | 0 | 500000 | 0 | 500000 | 0 | 500000 | 0 | 500000 | 0 | 500000 | 0 | 500000 | 0 | 500000 | 0 | 500000 | 0 | 500000 | 0 | 500000 | 0 | 500000 | 0 | 500000 | 0
| 500000 | 0 | 500000 | 0 | 500000 | 0 | 500000 | 0 | 500000 | 0 | 500000 | 0 | 500000 | 0 | 500000 | 0 | 500000 | 0 | 500000 | 0 | 500000 | 0 | 500000 | 0 | 500000 | 0 | 500000 | 0 | 500000 | 0
| 500000 | 0 | 500000 | 0 | 500000 | 0 | 500000 | 0 | 500000 | 0 | 500000 | 0 | 500000 | 0 | 500000 | 0 | 500000 | 0 | 500000 | 0 | 500000 | 0 | 500000 | 0 | 500000 | 0 | 500000 | 0 | 500000 | 0
| 500000 | 0 | 500000 | 0 | 500000 | 0 | 500000 | 0 | 500000 | 0 | 500000 | 0 | 500000 | 0 | 500000 | 0 | 500000 | 0 | 500000 | 0 | 500000 | 0 | 500000 | 0 | 500000 | 0 | 500000 | 0 | 500000 | 0
| 500000 | 0 | 500000 | 0 | 500000 | 0 | 500000 | 0 | 500000 | 0 | 500000 | 0 | 500000 | 0 | 500000 | 0 | 500000 | 0 | 500000 | 0 | 500000 | 0 | 500000 | 0 | 500000 | 0 | 500000 | 0 | 500000 | 0
| 500000 | 0 | 500000 | 0 | 500000 | 0 | 500000 | 0 | 500000 | 0 | 500000 | 0 | 500000 | 0 | 500000 | 0 | 500000 | 0 | 500000 | 0 | 500000 | 0 | 500000 | 0 | 500000 | 0 | 500000 | 0 | 500000 | 0
| 500000 | 0 | 500000 | 0 | 500000 | 0 | 500000 | 0 | 500000 | 0 | 500000 | 0 | 500000 | 0 | 500000 | 0 | 500000 | 0 | 500000 | 0 | 500000 | 0 | 500000 | 0 | 500000 | 0 | 500000 | 0 | 500000 | 0
| 500000 | 0 | 500000 | 0 | 500000 | 0 | 500000 | 0 | 500000 | 0 | 500000 | 0 | 500000 | 0 | 500000 | 0 | 500000 | 0 | 500000 | 0 | 500000 | 0 | 500000 | 0 | 500000 | 0 | 500000 | 0 | 500000 | 0
| 500000 | 0 | 500000 | 0 | 500000 | 0 | 500000 | 0 | 500000 | 0 | 500000 | 0 | 500000 | 0 | 500000 | 0 | 500000 | 0 | 500000 | 0 | 500000 | 0 | 500000 | 0 | 500000 | 0 | 500000 | 0 | 500000 | 0
| 500000 | 0 | 500000 | 0 | 500000 | 0 | 500000 | 0 | 500000 | 0 | 500000 | 0 | 500000 | 0 | 500000 | 0 | 500000 | 0 | 500000 | 0 | 500000 | 0 | 500000 | 0 | 500000 | 0 | 500000 | 0 | 500000 | 0
| 500000 | 0 | 500000 | 0 | 500000 | 0 | 500000 | 0 | 500000 | 0 | 500000 | 0 | 500000 | 0 | 500000 | 0 | 500000 | 0 | 500000 | 0 | 500000 | 0 | 500000 | 0 | 500000 | 0 | 500000 | 0 | 500000 | 0
| 500000 | 0 | 500000 | 0 | 500000 | 0 | 500000 | 0 | 500000 | 0 | 500000 | 0 | 500000 | 0 | 500000 | 0 | 500000 | 0 | 500000 | 0 | 500000 | 0 | 500000 | 0 | 500000 | 0 | 500000 | 0 | 500000 | 0
| 500000 | 0 | 500000 | 0 | 500000 | 0 | 500000 | 0 | 500000 | 0 | 500000 | 0 | 500000 | 0 | 500000 | 0 | 500000 | 0 | 500000 | 0 | 500000 | 0 | 500000 | 0 | 500000 | 0 | 500000 | 0 | 500000 | 0
| 500000 | 0 | 500000 | 0 | 500000 | 0 | 500000 | 0 | 500000 | 0 | 500000 | 0 | 500000 | 0 | 500000 | 0 | 500000 | 0 | 500000 | 0 | 500000 | 0 | 500000 | 0 | 500000 | 0 | 500000 | 0 | 500000 | 0
| 500000 | 0 | 500000 | 0 | 500000 | 0 | 500000 | 0 | 500000 | 0 | 500000 | 0 | 500000 | 0 | 500000 | 0 | 500000 | 0 | 500000 | 0 | 500000 | 0 | 500000 | 0 | 500000 | 0 | 500000 | 0 | 500000 | 0
| 500000 | 0 | 500000 | 0 | 500000 | 0 | 500000 | 0 | 500000 | 0 | 500000 | 0 | 500000 | 0 | 500000 | 0 | 500000 | 0 | 500000 | 0 | 500000 | 0 | 500000 | 0 | 500000 | 0 | 500000 | 0 | 500000 | 0
| 500000 | 0 | 500000 | 0 | 500000 | 0 | 500000 | 0 | 500000 | 0 | 500000 | 0 | 500000 | 0 | 500000 | 0 | 500000 | 0 | 500000 | 0 | 500000 | 0 | 500000 | 0 | 500000 | 0 | 500000 | 0 | 500000 | 0
| 500000 | 0 | 500000 | 0 | 500000 | 0 | 500000 | 0 | 500000 | 0 | 500000 | 0 | 500000 | 0 | 500000 | 0 | 500000 | 0 | 500000 | 0 | 500000 | 0 | 500000 | 0 | 500000 | 0 | 500000 | 0 | 500000 | 0
| 500000 | 0 | 500000 | 0 | 500000 | 0 | 500000 | 0 | 500000 | 0 | 500000 | 0 | 500000 | 0 | 500000 | 0 | 500000 | 0 | 500000 | 0 | 500000 | 0 | 500000 | 0 | 500000 | 0 | 500000 | 0 | 500000 | 0
| 500000 | 0 | 500000 | 0 | 500000 | 0 | 500000 | 0 | 500000 | 0 | 500000 | 0 | 500000 | 0 | 500000 | 0 | 500000 | 0 | 500000 | 0 | 500000 | 0 | 500000 | 0 | 500000 | 0 | 500000 | 0 | 500000 | 0
| 500000 | 0 | 500000 | 0 | 500000 | 0 | 500000 | 0 | 500000 | 0 | 500000 | 0 | 500000 | 0 | 500000 | 0 | 500000 | 0 | 500000 | 0 | 500000 | 0 | 500000 | 0 | 500000 | 0 | 500000 | 0 | 500000 | 0
| 500000 | 0 | 500000 | 0 | 500000 | 0 | 500000 | 0 | 500000 | 0 | 500000 | 0 | 500000 | 0 | 500000 | 0 | 500000 | 0 | 500000 | 0 | 500000 | 0 | 500000 | 0 | 500000 | 0 | 500000 | 0 | 500000 | 0
| 500000 | 0 | 500000 | 0 | 500000 | 0 | 500000 | 0 | 500000 | 0 | 500000 | 0 | 500000 | 0 | 500000 | 0 | 500000 | 0 | 500000 | 0 | 500000 | 0 | 500000 | 0 | 500000 | 0 | 500000 | 0 | 500000 | 0
| 500000 | 0 | 500000 | 0 | 500000 | 0 | 500000 | 0 | 500000 | 0 | 500000 | 0 | 500000 | 0 | 500000 | 0 | 500000 | 0 | 500000 | 0 | 500000 | 0 | 500000 | 0 | 500000 | 0 | 500000 | 0 | 500000 | 0
| 500000 | 0 | 500000 | 0 | 500000 | 0 | 500000 | 0 | 500000 | 0 | 500000 | 0 | 500000 | 0 | 500000 | 0 | 500000 | 0 | 500000 | 0 | 500000 | 0 | 500000 | 0 | 500000 | 0 | 500000 | 0 | 500000 | 0
| 500000 | 0 | 500000 | 0 | 500000 | 0 | 500000 | 0 | 500000 | 0 | 500000 | 0 | 500000 | 0 | 500000 | 0 | 500000 | 0 | 500000 | 0 | 500000 | 0 | 500000 | 0 | 500000 | 0 | 500000 | 0 | 500000 | 0
| 500000 | 0 | 500000 | 0 | 500000 | 0 | 500000 | 0 | 500000 | 0 | 500000 | 0 | 500000 | 0 | 500000 | 0 | 500000 | 0 | 500000 | 0 | 500000 | 0 | 500000 | 0 | 500000 | 0 | 500000 | 0 | 500000 | 0
| 500000 | 0 | 500000 | 0 | 500000 | 0 | 500000 | 0 | 500000 | 0 | 500000 | 0 | 500000 | 0 | 500000 | 0 | 500000 | 0 | 500000 | 0 | 500000 | 0 | 500000 | 0 | 500000 | 0 | 500000 | 0 | 500000 | 0
| 500000 | 0 | 500000 | 0 | 500000 | 0 | 500000 | 0 | 500000 | 0 | 500000 | 0 | 500000 | 0 | 500000 | 0 | 500000 | 0 | 500000 | 0 | 500000 | 0 | 500000 | 0 | 500000 | 0 | 500000 | 0 | 500000 | 0
| 500000 | 0 | 500000 | 0 | 500000 | 0 | 500000 | 0 | 500000 | 0 | 500000 | 0 | 500000 | 0 | 500000 | 0 | 500000 | 0 | 500000 | 0 | 500000 | 0 | 500000 | 0 | 500000 | 0 | 500000 | 0 | 500000 | 0
| 500000 | 0 | 500000 | 0 | 500000 | 0 | 500000 | 0 | 500000 | 0 | 500000 | 0 | 500000 | 0 | 500000 | 0 | 500000 | 0 | 500000 | 0 | 500000 | 0 | 500000 | 0 | 500000 | 0 | 500000 | 0 | 500000 | 0
| 500000 | 0 | 500000 | 0 | 500000 | 0 | 500000 | 0 | 500000 | 0 | 500000 | 0 | 500000 | 0 | 500000 | 0 | 500000 | 0 | 500000 | 0 | 500000 | 0 | 500000 | 0 | 500000 | 0 | 500000 | 0 | 500000 | 0
| 500000 | 0 | 500000 | 0 | 500000 | 0 | 500000 | 0 | 500000 | 0 | 500000 | 0 | 500000 | 0 | 500000 | 0 | 500000 | 0 | 500000 | 0 | 500000 | 0 | 500000 | 0 | 500000 | 0 | 500000 | 0 | 500000 | 0
| 500000 | 0 | 500000 | 0 | 500000 | 0 | 500000 | 0 | 500000 | 0 | 500000 | 0 | 500000 | 0 | 500000 | 0 | 500000 | 0 | 500000 | 0 | 500000 | 0 | 500000 | 0 | 500000 | 0 | 500000 | 0 | 500000 | 0
| 500000 | 0 | 500000 | 0 | 500000 | 0 | 500000 | 0 | 500000 | 0 | 500000 | 0 | 500000 | 0 | 500000 | 0 | 500000 | 0 | 500000 | 0 | 500000 | 0 | 500000 | 0 | 500000 | 0 | 500000 | 0 | 500000 | 0
| 500000 | 0 | 500000 | 0 | 500000 | 0 | 500000 | 0 | 500000 | 0 | 500000 | 0 | 500000 | 0 | 500000 | 0 | 500000 | 0 | 500000 | 0 | 500000 | 0 | 500000 | 0 | 500000 | 0 | 500000 | 0 | 500000 | 0
| 500000 | 0 | 500000 | 0 | 500000 | 0 | 500000 | 0 | 500000 | 0 | 500000 | 0 | 500000 | 0 | 500000 | 0 | 500000 | 0 | 500000 | 0 | 500000 | 0 | 500000 | 0 | 500000 | 0 | 500000 | 0 | 500000 | 0
| 500000 | 0 | 500000 | 0 | 500000 | 0 | 500000 | 0 | 500000 | 0 | 500000 | 0 | 500000 | 0 | 500000 | 0 | 500000 | 0 | 500000 | 0 | 500000 | 0 | 500000 | 0 | 500000 | 0 | 500000 | 0 | 500000 | 0
| 500000 | 0 | 500000 | 0 | 500000 | 0 | 500000 | 0 | 500000 | 0 | 500000 | 0 | 500000 | 0 | 500000 | 0 | 500000 | 0 | 500000 | 0 | 500000 | 0 | 500000 | 0 | 500000 | 0 | 500000 | 0 | 500000 | 0
| 500000 | 0 | 500000 | 0 | 500000 | 0 | 500000 | 0 | 500000 | 0 | 500000 | 0 | 500000 | 0 | 500000 | 0 | 500000 | 0 | 500000 | 0 | 500000 | 0 | 500000 | 0 | 500000 | 0 | 500000 | 0 | 500000 | 0
| 500000 | 0 | 500000 | 0 | 500000 | 0 | 500000 | 0 | 500000 | 0 | 500000 | 0 | 500000 | 0 | 500000 | 0 | 500000 | 0 | 500000 | 0 | 500000 | 0 | 500000 | 0 | 500000 | 0 | 500000 | 0 | 500000 | 0
| 500000 | 0 | 500000 | 0 | 500000 | 0 | 500000 | 0 | 500000 | 0 | 500000 | 0 | 500000 | 0 | 500000 | 0 | 500000 | 0 | 500000 | 0 | 500000 | 0 | 500000 | 0 | 500000 | 0 | 500000 | 0 | 500000 | 0
| 500000 | 0 | 500000 | 0 | 500000 | 0 | 500000 | 0 | 500000 | 0 | 500000 | 0 | 500000 | 0 | 500000 | 0 | 500000 | 0 | 500000 | 0 | 500000 | 0 | 500000 | 0 | 500000 | 0 | 500000 | 0 | 500000 | 0
| 500000 | 0 | 500000 | 0 | 500000 | 0 | 500000 | 0 | 500000 | 0 | 500000 | 0 | 500000 | 0 | 500000 | 0 | 500000 | 0 | 500000 | 0 | 500000 | 0 | 500000 | 0 | 500000 | 0 | 500000 | 0 | 500000 | 0
| 500000 | 0 | 500000 | 0 | 500000 | 0 | 500000 | 0 | 500000 | 0 | 500000 | 0 | 500000 | 0 | 500000 | 0 | 500000 | 0 | 500000 | 0 | 500000 | 0 | 500000 | 0 | 500000 | 0 | 500000 | 0 | 500000 | 0
| 500000 | 0 | 500000 | 0 | 500000 | 0 | 500000 | 0 | 500000 | 0 | 500000 | 0 | 500000 | 0 | 500000 | 0 | 500000 | 0 | 500000 | 0 | 500000 | 0 | 500000 | 0 | 500000 | 0 | 500000 | 0 | 500000 | 0
| 500000 | 0 | 500000 | 0 | 500000 | 0 | 500000 | 0 | 500000 | 0 | 500000 | 0 | 500000 | 0 | 500000 | 0 | 500000 | 0 | 500000 | 0 | 500000 | 0 | 500000 | 0 | 500000 | 0 | 500000 | 0 | 500000 | 0
| 500000 | 0 | 500000 | 0 | 500000 | 0 | 500000 | 0 | 500000 | 0 | 500000 | 0 | 500000 | 0 | 500000 | 0 | 500000 | 0 | 500000 | 0 | 500000 | 0 | 500000 | 0 | 500000 | 0 | 500000 | 0 | 500000 | 0
| 500000 | 0 | 500000 | 0 | 500000 | 0 | 500000 | 0 | 500000 | 0 | 500000 | 0 | 500000 | 0 | 500000 | 0 | 500000 | 0 | 500000 | 0 | 500000 | 0 | 500000 | 0 | 500000 | 0 | 500000 | 0 | 500000 | 0
| 500000 | 0 | 500000 | 0 | 500000 | 0 | 500000 | 0 | 500000 | 0 | 500000 | 0 | 500000 | 0 | 500000 | 0 | 500000 | 0 | 500000 | 0 | 500000 | 0 | 500000 | 0 | 500000 | 0 | 500000 | 0 | 500000 | 0
| 500000 | 0 | 500000 | 0 | 500000 | 0 | 500000 | 0 | 500000 | 0 | 500000 | 0 | 500000 | 0 | 500000 | 0 | 500000 | 0 | 500000 | 0 | 500000 | 0 | 500000 | 0 | 500000 | 0 | 500000 | 0 | 500000 | 0
| 500000 | 0 | 500000 | 0 | 500000 | 0 | 500000 | 0 | 500000 | 0 | 500000 | 0 | 500000 | 0 | 500000 | 0 | 500000 | 0 | 500000 | 0 | 500000 | 0 | 500000 | 0 | 500000 | 0 | 500000 | 0 | 500000 | 0
| 500000 | 0 | 500000 | 0 | 500000 | 0 | 500000 | 0 | 500000 | 0 | 500000 | 0 | 500000 | 0 | 500000 | 0 | 500000 | 0 | 500000 | 0 | 500000 | 0 | 500000 | 0 | 500000 | 0 | 500000 | 0 | 500000 | 0
| 500000 | 0 | 500000 | 0 | 500000 | 0 | 500000 | 0 | 500000 | 0 | 500000 | 0 | 500000 | 0 | 500000 | 0 | 500000 | 0 | 500000 | 0 | 500000 | 0 | 500000 | 0 | 500000 | 0 | 500000 | 0 | 500000 | 0
| 500000 | 0 | 500000 | 0 | 500000 | 0 | 500000 | 0 | 500000 | 0 | 500000 | 0 | 500000 | 0 | 500000 | 0 | 500000 | 0 | 500000 | 0 | 500000 | 0 | 500000 | 0 | 500000 | 0 | 500000 | 0 | 500000 | 0
| 500000 | 0 | 500000 | 0 | 500000 | 0 | 500000 | 0 | 500000 | 0 | 500000 | 0 | 500000 | 0 | 500000 | 0 | 500000 | 0 | 500000 | 0 | 500000 | 0 | 500000 | 0 | 500000 | 0 | 500000 | 0 | 500000 | 0
| 500000 | 0 | 500000 | 0 | 500000 | 0 | 500000 | 0 | 500000 | 0 | 500000 | 0 | 500000 | 0 | 500000 | 0 | 500000 | 0 | 500000 | 0 | 500000 | 0 | 500000 | 0 | 500000 | 0 | 500000 | 0 | 500000 | 0
| 500000 | 0 | 500000 | 0 | 500000 | 0 | 500000 | 0 | 500000 | 0 | 500000 | 0 | 500000 | 0 | 500000 | 0 | 500000 | 0 | 500000 | 0 | 500000 | 0 | 500000 | 0 | 500000 | 0 | 500000 | 0 | 500000 | 0
| 500000 | 0 | 500000 | 0 | 500000 | 0 | 500000 | 0 | 500000 | 0 | 500000 | 0 | 500000 | 0 | 500000 | 0 | 500000 | 0 | 500000 | 0 | 500000 | 0 | 500000 | 0 | 500000 | 0 | 500000 | 0 | 500000 | 0
| 500000 | 0 | 500000 | 0 | 500000 | 0 | 500000 | 0 | 500000 | 0 | 500000 | 0 | 500000 | 0 | 500000 | 0 | 500000 | 0 | 500000 | 0 | 500000 | 0 | 500000 | 0 | 500000 | 0 | 500000 | 0 | 500000 | 0
| 500000 | 0 | 500000 | 0 | 500000 | 0 | 500000 | 0 | 500000 | 0 | 500000 | 0 | 500000 | 0 | 500000 | 0 | 500000 | 0 | 500000 | 0 | 500000 | 0 | 500000 | 0 | 500000 | 0 | 500000 | 0 | 500000 | 0
| 500000 | 0 | 500000 | 0 | 500000 | 0 | 500000 | 0 | 500000 | 0 | 500000 | 0 | 500000 | 0 | 500000 | 0 | 500000 | 0 | 500000 | 0 | 500000 | 0 | 500000 | 0 | 500000 | 0 | 500000 | 0 | 500000 | 0
| 500000 | 0 | 500000 | 0 | 500000 | 0 | 500000 | 0 | 500000 | 0 | 500000 | 0 | 500000 | 0 | 500000 | 0 | 500000 | 0 | 500000 | 0 | 500000 | 0 | 500000 | 0 | 500000 | 0 | 500000 | 0 | 500000 | 0
| 500000 | 0 | 500000 | 0 | 500000 | 0 | 500000 | 0 | 500000 | 0 | 500000 | 0 | 500000 | 0 | 500000 | 0 | 500000 | 0 | 500000 | 0 | 500000 | 0 | 500000 | 0 | 500000 | 0 | 500000 | 0 | 500000 | 0
| 500000 | 0 | 500000 | 0 | 500000 | 0 | 500000 | 0 | 500000 | 0 | 500000 | 0 | 500000 | 0 | 500000 | 0 | 500000 | 0 | 500000 | 0 | 500000 | 0 | 500000 | 0 | 500000 | 0 | 500000 | 0 | 500000 | 0
| 500000 | 0 | 500000 | 0 | 500000 | 0 | 500000 | 0 | 500000 | 0 | 500000 | 0 | 500000 | 0 | 500000 | 0 | 500000 | 0 | 500000 | 0 | 500000 | 0 | 500000 | 0 | 500000 | 0 | 500000 | 0 | 500000 | 0
| 500000 | 0 | 500000 | 0 | 500000 | 0 | 500000 | 0 | 500000 | 0 | 500000 | 0 | 500000 | 0 | 500000 | 0 | 500000 | 0 | 500000 | 0 | 500000 | 0 | 500000 | 0 | 500000 | 0 | 500000 | 0 | 500000 | 0
| 500000 | 0 | 500000 | 0 | 500000 | 0 | 500000 | 0 | 500000 | 0 | 500000 | 0 | 500000 | 0 | 500000 | 0 | 500000 | 0 | 500000 | 0 | 500000 | 0 | 500000 | 0 | 500000 | 0 | 500000 | 0 | 500000 | 0
| 500000 | 0 | 500000 | 0 | 500000 | 0 | 500000 | 0 | 500000 | 0 | 500000 | 0 | 500000 | 0 | 500000 | 0 | 500000 | 0 | 500000 | 0 | 500000 | 0 | 500000 | 0 | 500000 | 0 | 500000 | 0 | 500000 | 0
| 500000 | 0 | 500000 | 0 | 500000 | 0 | 500000 | 0 | 500000 | 0 | 500000 | 0 | 500000 | 0 | 500000 | 0 | 500000 | 0 | 500000 | 0 | 500000 | 0 | 500000 | 0 | 500000 | 0 | 500000 | 0 | 500000 | 0
| 500000 | 0 | 500000 | 0 | 500000 | 0 | 500000 | 0 | 500000 | 0 | 500000 | 0 | 500000 | 0 | 500000 | 0 | 500000 | 0 | 500000 | 0 | 500000 | 0 | 500000 | 0 | 500000 | 0 | 500000 | 0 | 500000 | 0
| 500000 | 0 | 500000 | 0 | 500000 | 0 | 500000 | 0 | 500000 | 0 | 500000 | 0 | 500000 | 0 | 500000 | 0 | 500000 | 0 | 500000 | 0 | 500000 | 0 | 500000 | 0 | 500000 | 0 | 500000 | 0 | 500000 | 0
| 500000 | 0 | 500000 | 0 | 500000 | 0 | 500000 | 0 | 500000 | 0 | 500000 | 0 | 500000 | 0 | 500000 | 0 | 500000 | 0 | 500000 | 0 | 500000 | 0 | 500000 | 0 | 500000 | 0 | 500000 | 0 | 500000 | 0
| 500000 | 0 | 500000 | 0 | 500000 | 0 | 500000 | 0 | 500000 | 0 | 500000 | 0 | 500000 | 0 | 500000 | 0 | 500000 | 0 | 500000 | 0 | 500000 | 0 | 500000 | 0 | 500000 | 0 | 500000 | 0 | 500000 | 0
| 500000 | 0 | 500000 | 0 | 500000 | 0 | 500000 | 0 | 500000 | 0 | 500000 | 0 | 500000 | 0 | 500000 | 0 | 500000 | 0 | 500000 | 0 | 500000 | 0 | 500000 | 0 | 500000 | 0 | 500000 | 0 | 500000 | 0
| 500000 | 0 | 500000 | 0 | 500000 | 0 | 500000 | 0 | 500000 | 0 | 500000 | 0 | 500000 | 0 | 500000 | 0 | 500000 | 0 | 500000 | 0 | 500000 | 0 | 500000 | 0 | 500000 | 0 | 500000 | 0 | 500000 | 0
| 500000 | 0 | 500000 | 0 | 500000 | 0 | 500000 | 0 | 500000 | 0 | 500000 | 0 | 500000 | 0 | 500000 | 0 | 500000 | 0 | 500000 | 0 | 500000 | 0 | 500000 | 0 | 500000 | 0 | 500000 | 0 | 500000 | 0
| 500000 | 0 | 500000 | 0 | 500000 | 0 | 500000 | 0 | 500000 | 0 | 500000 | 0 | 500000 | 0 | 500000 | 0 | 500000 | 0 | 500000 | 0 | 500000 | 0 | 500000 | 0 | 500000 | 0 | 500000 | 0 | 500000 | 0
| 500000 | 0 | 500000 | 0 | 500000 | 0 | 500000 | 0 | 500000 | 0 | 500000 | 0 | 500000 | 0 | 500000 | 0 | 500000 | 0 | 500000 | 0 | 500000 | 0 | 500000 | 0 | 500000 | 0 | 500000 | 0 | 500000 | 0
| 500000 | 0 | 500000 | 0 | 500000 | 0 | 500000 | 0 | 500000 | 0 | 500000 | 0 | 500000 | 0 | 500000 | 0 | 500000 | 0 | 500000 | 0 | 500000 | 0 | 500000 | 0 | 500000 | 0 | 500000 | 0 | 500000 | 0
| 500000 | 0 | 500000 | 0 | 500000 | 0 | 500000 | 0 | 500000 | 0 | 500000 | 0 | 500000 | 0 | 500000 | 0 | 500000 | 0 | 500000 | 0 | 500000 | 0 | 500000 | 0 | 500000 | 0 | 500000 | 0 | 500000 | 0
| 500000 | 0 | 500000 | 0 | 500000 | 0 | 500000 | 0 | 500000 | 0 | 500000 | 0 | 500000 | 0 | 500000 | 0 | 500000 | 0 | 500000 | 0 | 500000 | 0 | 500000 | 0 | 500000 | 0 | 500000 | 0 | 500000 | 0
| 500000 | 0 | 500000 | 0 | 500000 | 0 | 500000 | 0 | 500000 | 0 | 500000 | 0 | 500000 | 0 | 500000 | 0 | 500000 | 0 | 500000 | 0 | 500000 | 0 | 500000 | 0 | 500000 | 0 | 500000 | 0 | 500000 | 0
| 500000 | 0 | 500000 | 0 | 500000 | 0 | 500000 | 0 | 500000 | 0 | 500000 | 0 | 500000 | 0 | 500000 | 0 | 500000 | 0 | 500000 | 0 | 500000 | 0 | 500000 | 0 | 500000 | 0 | 500000 | 0 | 500000 | 0
| 500000 | 0 | 500000 | 0 | 500000 | 0 | 500000 | 0 | 500000 | 0 | 500000 | 0 | 500000 | 0 | 500000 | 0 | 500000 | 0 | 500000 | 0 | 500000 | 0 | 500000 | 0 | 500000 | 0 | 500000 | 0 | 500000 | 0
| 500000 | 0 | 500000 | 0 | 500000 | 0 | 500000 | 0 | 500000 | 0 | 500000 | 0 | 500000 | 0 | 500000 | 0 | 500000 | 0 | 500000 | 0 | 500000 | 0 | 500000 | 0 | 500000 | 0 | 500000 | 0 | 500000 | 0
| 500000 | 0 | 500000 | 0 | 500000 | 0 | 500000 | 0 | 500000 | 0 | 500000 | 0 | 500000 | 0 | 500000 | 0 | 500000 | 0 | 500000 | 0 | 500000 | 0 | 500000 | 0 | 500000 | 0 | 500000 | 0 | 500000 | 0
| 500000 | 0 | 500000 | 0 | 500000 | 0 | 500000 | 0 | 500000 | 0 | 500000 | 0 | 500000 | 0 | 500000 | 0 | 500000 | 0 | 500000 | 0 | 500000 | 0 | 500000 | 0 | 500000 | 0 | 500000 | 0 | 500000 | 0
| 500000 | 0 | 500000 | 0 | 500000 | 0 | 500000 | 0 | 500000 | 0 | 500000 | 0 | 500000 | 0 | 500000 | 0 | 500000 | 0 | 500000 | 0 | 500000 | 0 | 500000 | 0 | 500000 | 0 | 500000 | 0 | 500000 | 0
| 500000 | 0 | 500000 | 0 | 500000 | 0 | 500000 | 0 | 500000 | 0 | 500000 | 0 | 500000 | 0 | 500000 | 0 | 500000 | 0 | 500000 | 0 | 500000 | 0 | 500000 | 0 | 500000 | 0 | 500000 | 0 | 500000 | 0
| 500000 | 0 | 500000 | 0 | 500000 | 0 | 500000 | 0 | 500000 | 0 | 500000 | 0 | 500000 | 0 | 500000 | 0 | 500000 | 0 | 500000 | 0 | 500000 | 0 | 500000 | 0 | 500000 | 0 | 500000 | 0 | 500000 | 0
| 500000 | 0 | 500000 | 0 | 500000 | 0 | 500000 | 0 | 500000 | 0 | 500000 | 0 | 500000 | 0 | 500000 | 0 | 500000 | 0 | 500000 | 0 | 500000 | 0 | 500000 | 0 | 500000 | 0 | 500000 | 0 | 500000 | 0
| 500000 | 0 | 500000 | 0 | 500000 | 0 | 500000 | 0 | 500000 | 0 | 500000 | 0 | 500000 | 0 | 500000 | 0 | 500000 | 0 | 500000 | 0 | 500000 | 0 | 500000 | 0 | 500000 | 0 | 500000 | 0 | 500000 | 0
Drawing the target LCOE front
Meq | 0.0001 |  | 0.0001 |  | 0.0001 |  | 0.0001 |  | 0.0001 |  | 0.0001 |  | 0.0001 |  | 0.0001 |  | 0.0001 |  | 0.0001 |  | 0.0001 |  | 0.0001 |  | 0.0001 |  | 0.0001 |  | 0.0001
M2 | 1000000 |  | 1000000 |  | 1000000 |  | 1000000 |  | 1000000 |  | 1000000 |  | 1000000 |  | 1000000 |  | 1000000 |  | 1000000 |  | 1000000 |  | 1000000 |  | 1000000 |  | 1000000 |  | 1000000
WhYear | 526756720.4116 |  | 604604812.0166 |  | 690260826.5144 |  | 783382782.763 |  | 881154407.9398 |  | 984266275.639 |  | 1091610224.6275 |  | 1202103866.4376 |  | 1314201444.4172 |  | 1427110677.5845 |  | 1541334826.9036 |  | 1655309569.8274 |  | 1766993087.5203 |  | 1876494163.0205 |  | 1984556492.9426
CF | 12.0264 |  | 13.8038 |  | 15.7594 |  | 17.8855 |  | 20.1177 |  | 22.4718 |  | 24.9226 |  | 27.4453 |  | 30.0046 |  | 32.5824 |  | 35.1903 |  | 37.7925 |  | 40.3423 |  | 42.8423 |  | 45.3095
AEP | 526756.7204 |  | 604604.812 |  | 690260.8265 |  | 783382.7828 |  | 881154.4079 |  | 984266.2756 |  | 1091610.2246 |  | 1202103.8664 |  | 1314201.4444 |  | 1427110.6776 |  | 1541334.8269 |  | 1655309.5698 |  | 1766993.0875 |  | 1876494.163 |  | 1984556.4929
M1v (Cpmu) | 0.1 |  | 0.11601 |  | 0.13459 |  | 0.15614 |  | 0.18114 |  | 0.21015 |  | 0.2438 |  | 0.28284 |  | 0.32813 |  | 0.38068 |  | 0.44164 |  | 0.51235 |  | 0.5944 |  | 0.68958 |  | 0.8
| Pelec | WhYear | Pelec | WhYear | Pelec | WhYear | Pelec | WhYear | Pelec | WhYear | Pelec | WhYear | Pelec | WhYear | Pelec | WhYear | Pelec | WhYear | Pelec | WhYear | Pelec | WhYear | Pelec | WhYear | Pelec | WhYear | Pelec | WhYear | Pelec | WhYear
| 0 | 0 | 0 | 0 | 0 | 0 | 0 | 0 | 0 | 0 | 0 | 0 | 0 | 0 | 0 | 0 | 0 | 0 | 0 | 0 | 0 | 0 | 0 | 0 | 0 | 0 | 0 | 0 | 0 | 0
| 0 | 0 | 0 | 0 | 0 | 0 | 0 | 0 | 0 | 0 | 0 | 0 | 0 | 0 | 0 | 0 | 0 | 0 | 0 | 0 | 0 | 0 | 0 | 0 | 0 | 0 | 0 | 0 | 0 | 0
| 0 | 0 | 0 | 0 | 0 | 0 | 0 | 0 | 0 | 0 | 0 | 0 | 0 | 0 | 0 | 0 | 0 | 0 | 0 | 0 | 0 | 0 | 0 | 0 | 0 | 0 | 0 | 0 | 0 | 0
| 0 | 0 | 0 | 0 | 0 | 0 | 0 | 0 | 0 | 0 | 0 | 0 | 0 | 0 | 0 | 0 | 0 | 0 | 0 | 0 | 0 | 0 | 0 | 0 | 0 | 0 | 0 | 0 | 0 | 0
| 0 | 0 | 0 | 0 | 0 | 0 | 0 | 0 | 0 | 0 | 0 | 0 | 0 | 0 | 0 | 0 | 0 | 0 | 0 | 0 | 0 | 0 | 0 | 0 | 0 | 0 | 0 | 0 | 0 | 0
| 0 | 0 | 0 | 0 | 0 | 0 | 0 | 0 | 0 | 0 | 0 | 0 | 0 | 0 | 0 | 0 | 0 | 0 | 0 | 0 | 0 | 0 | 0 | 0 | 0 | 0 | 0 | 0 | 0 | 0
| 0 | 0 | 0 | 0 | 0 | 0 | 0 | 0 | 0 | 0 | 0 | 0 | 0 | 0 | 0 | 0 | 0 | 0 | 0 | 0 | 0 | 0 | 0 | 0 | 0 | 0 | 0 | 0 | 0 | 0
| 0 | 0 | 0 | 0 | 0 | 0 | 0 | 0 | 0 | 0 | 0 | 0 | 0 | 0 | 0 | 0 | 0 | 0 | 0 | 0 | 0 | 0 | 0 | 0 | 0 | 0 | 0 | 0 | 0 | 0
| 0 | 0 | 0 | 0 | 0 | 0 | 0 | 0 | 0 | 0 | 0 | 0 | 0 | 0 | 0 | 0 | 0 | 0 | 0 | 0 | 0 | 0 | 0 | 0 | 0 | 0 | 0 | 0 | 0 | 0
| 0 | 0 | 0 | 0 | 0 | 0 | 0 | 0 | 0 | 0 | 0 | 0 | 0 | 0 | 0 | 0 | 0 | 0 | 0 | 0 | 0 | 0 | 0 | 0 | 0 | 0 | 0 | 0 | 0 | 0
| 640.625 | 102289.8154 | 743.2079 | 118669.4222 | 862.2173 | 137671.8831 | 1000.2837 | 159717.2 | 1160.4584 | 185292.61 | 1346.282 | 214963.4076 | 1561.8612 | 249385.3626 | 1811.9611 | 289319.2861 | 2102.1093 | 335647.8062 | 2438.7188 | 389394.885 | 2829.2294 | 451748.455 | 3282.2722 | 524086.6566 | 3807.8604 | 608008.3308 | 4417.6107 | 705368.3295 | 5125 | 818318.5236
| 852.6719 | 227375.5556 | 989.2097 | 263785.0669 | 1147.6112 | 306024.8057 | 1331.3776 | 355028.3762 | 1544.5702 | 411878.8362 | 1791.9013 | 477832.7541 | 2078.8373 | 554347.8119 | 2411.7202 | 643115.1833 | 2797.9075 | 746096.8239 | 3245.9348 | 865568.8539 | 3765.7043 | 1004171.8766 | 4368.7043 | 1164969.3002 | 5068.2622 | 1351515.1182 | 5879.8399 | 1567932.3998 | 6821.375 | 1819004.4446
| 1107 | 379828.2965 | 1284.2632 | 440649.9737 | 1489.9115 | 511210.9803 | 1728.4902 | 593070.891 | 2005.2722 | 688038.9422 | 2326.3752 | 798214.2169 | 2698.8962 | 926031.7562 | 3131.0688 | 1074316.6472 | 3632.4449 | 1246346.3143 | 4214.1061 | 1445922.9905 | 4888.9084 | 1677457.774 | 5671.7663 | 1946068.0532 | 6579.9828 | 2257690.7344 | 7633.6313 | 2619213.3581 | 8856 | 3038626.3722
| 1407.4531 | 600345.32 | 1632.8277 | 696478.2559 | 1894.2914 | 808004.8862 | 2197.6232 | 937390.229 | 2549.5272 | 1087493.9089 | 2957.7815 | 1261633.6745 | 3431.4091 | 1463658.2795 | 3980.8786 | 1698032.9724 | 4618.3342 | 1969937.9527 | 5357.8653 | 2285382.9174 | 6215.817 | 2651339.9167 | 7211.152 | 3075897.3431 | 8365.8693 | 3568438.8941 | 9705.4908 | 4139850.8115 | 11259.625 | 4802762.5598
| 1757.875 | 819629.1118 | 2039.3625 | 950875.8297 | 2365.9243 | 1103138.9856 | 2744.7784 | 1279783.9764 | 3184.2979 | 1484714.9416 | 3694.1977 | 1722461.4796 | 4285.7472 | 1998278.1505 | 4972.0213 | 2318261.1919 | 5768.188 | 2689482.9373 | 6691.8444 | 3120148.2022 | 7763.4055 | 3619775.6671 | 9006.5548 | 4199408.1132 | 10448.7689 | 4871856.7532 | 12121.9238 | 5651984.1679 | 14063 | 6557032.8947
| 2162.1094 | 1110915.3441 | 2508.3267 | 1288805.5516 | 2909.9834 | 1495181.1838 | 3375.9574 | 1734603.6591 | 3916.5472 | 2012364.6006 | 4543.7016 | 2334603.3708 | 5271.2817 | 2708441.9369 | 6115.3687 | 3142143.0651 | 7094.619 | 3645292.5105 | 8230.676 | 4229010.9802 | 9548.6493 | 4906199.9784 | 11077.6686 | 5691826.7564 | 12851.5288 | 6603255.4765 | 14909.4362 | 7660630.7 | 17296.875 | 8887322.7529
| 2624 | 1501089.6162 | 3044.1795 | 1741458.1957 | 3531.6421 | 2020316.8146 | 4097.1619 | 2343828.9467 | 4753.2377 | 2719144.7322 | 5514.3709 | 3154559.7928 | 6397.3836 | 3659697.4639 | 7421.7927 | 4245722.5499 | 8610.2398 | 4925587.5026 | 9988.9923 | 5714318.8296 | 11588.5237 | 6629349.2851 | 13444.1868 | 7690902.8994 | 15596.9962 | 8922442.4536 | 18094.5335 | 10351187.6561 | 20992 | 12008716.9293
| 3147.3906 | 1978511.9863 | 3651.3804 | 2295329.9235 | 4236.0737 | 2662879.678 | 4914.3936 | 3089285.02 | 5701.3322 | 3583970.1956 | 6614.2833 | 4157869.2534 | 7673.4243 | 4823666.2359 | 8902.1649 | 5596076.9197 | 10327.6632 | 6492173.291 | 11981.4256 | 7531761.0463 | 13900.0041 | 8737817.4366 | 16125.8032 | 10136998.7561 | 18708.0181 | 11760230.1364 | 21703.7215 | 13643388.5289 | 25179.125 | 15828095.8903
| 3736.125 | 2478126.1319 | 4334.3885 | 2874946.9825 | 5028.4514 | 3335310.4565 | 5833.6543 | 3869391.7398 | 6767.7935 | 4488994.8906 | 7851.5164 | 5207815.0252 | 9108.7747 | 6041739.1624 | 10567.3572 | 7009199.1086 | 12259.5016 | 8131577.871 | 14222.6082 | 9433682.4832 | 16500.0659 | 10944292.4153 | 19142.2113 | 12696795.213 | 22207.4418 | 14729925.2266 | 25763.5058 | 17088619.0608 | 29889 | 19825009.055
| 4394.0469 | 3065721.0264 | 5097.663 | 3556633.0949 | 5913.9486 | 4126154.5425 | 6860.9456 | 4786873.2198 | 7959.5843 | 5553392.0758 | 9234.1479 | 6442653.511 | 10712.8062 | 7474311.5564 | 12428.2413 | 8671168.432 | 14418.3679 | 10059677.3246 | 16727.1724 | 11670527.3282 | 19405.6845 | 13539321.8871 | 22513.1048 | 15707365.1543 | 26118.1144 | 18222575.8822 | 30300.392 | 21140545.71 | 35152.375 | 24525768.2109
| 5125 | 3832894.6422 | 5945.6632 | 4446653.7615 | 6897.7385 | 5158693.6655 | 8002.2693 | 5984752.2196 | 9283.6674 | 6943086.6508 | 10770.2557 | 8054879.0681 | 12494.8899 | 9344701.7757 | 14495.6889 | 10841063.0775 | 16816.8747 | 12577035.8713 | 19509.7506 | 14590988.9658 | 22633.8353 | 16927435.2996 | 26258.1774 | 19638015.0789 | 30462.8832 | 22782638.3633 | 35340.8858 | 26430808.1814 | 41000 | 30663157.1377
| 5932.8281 | 4691390.6874 | 6882.8483 | 5442620.2633 | 7984.9946 | 6314143.6644 | 9263.627 | 7325223.7409 | 10747.0055 | 8498206.9939 | 12467.9172 | 9859019.925 | 14464.3969 | 11437738.5708 | 16780.5718 | 13269256.5569 | 19467.6345 | 15394054.486 | 22584.975 | 17859095.0557 | 26201.4935 | 20718861.2624 | 30397.1226 | 24036559.7438 | 35264.5951 | 27885519.282 | 40911.493 | 32350810.2718 | 47462.625 | 37531125.499
| 6821.375 | 5719306.1573 | 7913.6777 | 6635135.2207 | 9180.89 | 7697615.301 | 10651.0204 | 8930229.8692 | 12356.5613 | 10360221.6965 | 14335.2103 | 12019197.9563 | 16630.6985 | 13943824.5485 | 19293.7619 | 16176640.5285 | 22383.2602 | 18766996.0732 | 25967.478 | 21772143.7251 | 30125.6347 | 25258504.0742 | 34949.6341 | 29303132.7604 | 40546.0975 | 33995425.3988 | 47038.719 | 39439091.8836 | 54571 | 45754449.2584
| 7794.4844 | 6878302.8292 | 9042.6105 | 7979721.3342 | 10490.5981 | 9257509.1534 | 12170.4513 | 10739908.5982 | 14119.2977 | 12459683.0885 | 16380.2126 | 14454844.8769 | 19003.1657 | 16769490.0752 | 22046.1308 | 19454778.124 | 25576.3643 | 22570059.8351 | 29671.8919 | 26184189.771 | 34423.2342 | 30377048.4138 | 39935.4055 | 35241306.4498 | 46330.2374 | 40884475.1912 | 53749.0697 | 47431280.9669 | 62355.875 | 55026422.6333
| 8856 | 8062573.3965 | 10274.106 | 9353628.4369 | 11919.2922 | 10851419.1468 | 13827.9214 | 12589050.4526 | 16042.1773 | 14604926.8101 | 18611.0018 | 16943605.2249 | 21591.1698 | 19656774.0489 | 25048.5504 | 22804401.0904 | 29059.5594 | 26456055.8764 | 33712.849 | 30692447.9918 | 39111.2673 | 35607211.3264 | 45374.1305 | 41308972.1253 | 52639.8621 | 47923752.4421 | 61069.0507 | 55597753.3387 | 70848 | 64500587.1719
| 10009.7656 | 9371163.809 | 11612.6234 | 10871762.647 | 13472.1456 | 12612651.2447 | 15629.4322 | 14632307.6007 | 18132.1629 | 16975369.3796 | 21035.6556 | 19693625.381 | 24404.0819 | 22847153.199 | 28311.8924 | 26505653.6758 | 32845.4583 | 30749987.7725 | 38104.9816 | 35673964.5873 | 44206.7095 | 41386415.1941 | 51285.5026 | 48013596.3456 | 59497.8187 | 55701984.0179 | 69025.1676 | 64621508.3355 | 80078.125 | 74969310.4716
| 11259.625 | 11191482.6777 | 13062.622 | 12983568.084 | 15154.3315 | 15062618.7742 | 17580.9857 | 17474586.9763 | 20396.2173 | 20272781.0795 | 23662.2517 | 23519049.6939 | 27451.2731 | 27285140.2958 | 31847.0285 | 31654292.8948 | 36946.6737 | 36723075.4378 | 42862.922 | 42603519.1428 | 49726.5361 | 49425595.1747 | 57689.2156 | 57340085.2607 | 66926.9543 | 66521917.8705 | 77643.9262 | 77174031.5172 | 90077 | 89531861.4217
| 12609.4219 | 12890263.9843 | 14628.561 | 14954374.222 | 16971.0234 | 17349008.8746 | 19688.5833 | 20127095.366 | 22841.3032 | 23350033.8907 | 26498.8678 | 27089061.2036 | 30742.1148 | 31426815.498 | 35664.8305 | 36459171.9794 | 41375.818 | 42297356.8687 | 48001.3026 | 49070406.8644 | 55687.7224 | 56928021.7583 | 64604.9631 | 66043870.788 | 74950.1161 | 76619435.2248 | 86951.832 | 88888458.0925 | 100875.375 | 103122111.8746
| 14063 | 14700670.97 | 16314.8998 | 17054680.592 | 18927.3945 | 19785635.9986 | 21958.227 | 22953898.1449 | 25474.3834 | 26629490.7367 | 29553.5815 | 30893655.5623 | 34285.9779 | 35840637.1531 | 39776.1703 | 41579776.1596 | 46145.5041 | 48237920.2615 | 53534.7556 | 55962229.0555 | 62107.244 | 64923427.3137 | 72052.4386 | 75319575.706 | 83590.1514 | 87380453.0702 | 96975.3907 | 101372631.083 | 112504 | 117605367.7597
| 15624.2031 | 17086272.1279 | 18126.0974 | 19822286.632 | 21028.6181 | 22996417.0742 | 24395.9182 | 26678819.6879 | 28302.4206 | 30950881.5132 | 32834.4707 | 35907028.1242 | 38092.2338 | 41656797.9031 | 44191.9195 | 48327275.1245 | 51268.3446 | 56065892.105 | 59477.9133 | 65043689.2628 | 69002.076 | 75459096.3109 | 80051.3359 | 87542314.8849 | 92869.9071 | 101560411.9613 | 107741.108 | 117823218.0385 | 124993.625 | 136690177.0232
| 17296.875 | 19571914.6433 | 20066.6132 | 22705953.592 | 23279.8675 | 26341843.8328 | 27007.6589 | 30559947.6473 | 31332.3775 | 35453491.9364 | 36349.6129 | 41130638.9293 | 42170.2535 | 47716862.2136 | 48922.95 | 55357733.776 | 56756.952 | 64222133.7963 | 65845.4082 | 74505984.9689 | 76389.194 | 86436583.7674 | 88621.3486 | 100277620.6405 | 102812.2306 | 116335014.4 | 119275.4897 | 134963668.4458 | 138375 | 156575317.1463
| 19084.8594 | 22124041.7028 | 22140.9065 | 25666751.2263 | 25686.316 | 29776752.1527 | 29799.4506 | 34544885.7972 | 34571.217 | 40076535.6077 | 40107.0858 | 46493967.8883 | 46529.4082 | 53939017.6579 | 53980.1335 | 62576239.1138 | 62623.9392 | 72596533.9748 | 72651.8724 | 84221372.7479 | 84285.5733 | 97707690.7791 | 97782.1702 | 113353563.0696 | 113439.969 | 131504799.4535 | 131605.0412 | 152562581.8161 | 152678.875 | 176992333.6227
| 20992 | 24763609.9325 | 24353.4364 | 28728991.9328 | 28253.137 | 33329347.5609 | 32777.2951 | 38666356.199 | 38025.9017 | 44857974.3505 | 44114.9672 | 52041055.6292 | 51179.0691 | 60374357.062 | 59374.3417 | 70042065.4269 | 68881.9187 | 81257858.485 | 79911.9384 | 94269629.877 | 92708.1892 | 109364969.3106 | 107553.4944 | 126877514.4261 | 124775.9694 | 147194332.8285 | 144756.2683 | 170764470.4857 | 167936 | 198108879.46
| 23022.1406 | 28049025.1886 | 26708.6622 | 32540498.7626 | 30985.5037 | 37751188.6112 | 35947.194 | 43796264.0316 | 41703.3945 | 50809330.9455 | 48381.3347 | 58945399.4859 | 56128.6073 | 68384289.1482 | 65116.4464 | 79334622.972 | 75543.5031 | 92038427.581 | 87640.2383 | 106776484.9369 | 101674.0172 | 123874539.5888 | 117955.0149 | 143710493.2482 | 136843.079 | 166722766.2033 | 158755.6767 | 193419979.8426 | 184177.125 | 224392201.5089
| 25179.125 | 31390981.7795 | 29211.0432 | 36417600.8573 | 33888.5894 | 42249128.6553 | 39315.1491 | 49014456.5446 | 45610.658 | 56863109.1889 | 52914.2661 | 65968565.7097 | 61387.3941 | 76532070.5523 | 71217.3195 | 88787103.5608 | 82621.3053 | 103004528.0998 | 95851.4046 | 119498580.4532 | 111200.0326 | 138633816.6489 | 129006.4253 | 160833164.2453 | 149664.1449 | 186587279.9831 | 173629.7721 | 216465385.9521 | 201433 | 251127854.2362
| 27466.7969 | 35091395.7673 | 31865.0386 | 40710559.9166 | 36967.5674 | 47229516.5814 | 42887.162 | 54792351.0327 | 49754.655 | 63566214.1158 | 57721.8389 | 73745034.9205 | 66964.8006 | 85553780.8757 | 77687.8326 | 99253454.7649 | 90127.9377 | 115146849.7149 | 104560.0695 | 133585244.6337 | 121303.2109 | 154976169.937 | 140727.4192 | 179792408.4909 | 163262.0144 | 208582456.3568 | 189405.06 | 241982636.3416 | 219734.375 | 280731166.1381
| 29889 | 38342616.1774 | 34675.1076 | 44482396.3003 | 40227.6111 | 51605334.7817 | 46669.2346 | 59868866.4035 | 54142.3483 | 69455628.5494 | 62812.131 | 80577517.8535 | 72870.198 | 93480344.9939 | 84538.8576 | 108449294.681 | 98076.0131 | 125815213.8471 | 113780.8654 | 145961927.4173 | 132000.5273 | 169334723.5301 | 153137.6903 | 196450188.4192 | 177659.5345 | 227907636.3467 | 206108.0461 | 264402345.4744 | 239112 | 306740929.419
| 32449.5781 | 42649560.1831 | 37645.7096 | 49479008.6654 | 43673.8937 | 57402051.5803 | 50667.3684 | 66593808.0217 | 58780.7007 | 77257430.6398 | 68193.22 | 89628617.9638 | 79112.9573 | 103980792.0593 | 91781.2662 | 120631171.8248 | 106478.1441 | 139947767.5205 | 123528.4245 | 162357518.3034 | 143308.9572 | 188355730.5759 | 166256.9322 | 218517017.5973 | 192879.5525 | 253508013.3181 | 223765.2362 | 294102095.008 | 259596.625 | 341196481.4645
| 35152.375 | 46543472.6181 | 40781.3037 | 53996450.9624 | 47311.5885 | 62642869.1054 | 54887.5651 | 72673834.5458 | 63676.6748 | 84311047.8067 | 73873.1836 | 97811726.7352 | 85702.4499 | 113474256.8798 | 99425.9301 | 131644819.2812 | 115346.9434 | 152725023.6016 | 133817.3792 | 177180788.6193 | 155245.4761 | 205552642.2992 | 180104.8384 | 238467660.1935 | 208944.9155 | 276653340.0509 | 242403.1359 | 320953668.6236 | 281219 | 372347780.945
| 38001.2344 | 51435579.5779 | 44086.3492 | 59671928.0744 | 51145.8689 | 69227156.841 | 59335.8266 | 80312460.3676 | 68837.2334 | 93172841.7504 | 79860.0995 | 108092554.5762 | 92648.0468 | 125401347.2023 | 107483.7211 | 145481787.1824 | 124695.0236 | 168777696.702 | 144662.3618 | 195803966.487 | 167827.0592 | 227157938.4972 | 194701.1028 | 263532599.1526 | 225878.4707 | 305731912.28 | 262048.2508 | 354688574.6743 | 304009.875 | 411484636.6234
| 41000 | 56836481.8336 | 47565.3054 | 65937673.5677 | 55181.9082 | 76496232.2671 | 64018.1544 | 88745528.5262 | 74269.3393 | 102956291.5589 | 86162.0453 | 119442622.4984 | 99959.1193 | 138568894.3462 | 115965.5111 | 160757845.4867 | 134534.9974 | 186499900.8708 | 156078.0046 | 216364016.4163 | 181070.6821 | 251010256.9212 | 210065.4188 | 291204374.6216 | 243703.0652 | 337834752.1469 | 282727.0866 | 391932022.4731 | 328000 | 454691854.6685
| 44152.5156 | 62432352.9526 | 51222.6315 | 72429608.1715 | 59424.8796 | 84027716.3254 | 68940.5503 | 97483024.6555 | 79979.9552 | 113092917.1887 | 92787.0988 | 131202420.0802 | 107645.0385 | 152211780.9017 | 124882.1717 | 176585359.008 | 144879.4774 | 204861864.4429 | 168078.9399 | 237666270.0324 | 194993.32 | 275723627.6644 | 226217.4801 | 319875082.1869 | 262441.5462 | 371096482.4927 | 304466.149 | 430519933.1678 | 353220.125 | 499458823.621
| 47462.625 | 67358344.0531 | 55062.7867 | 78144395.2713 | 63879.9565 | 90657608.7327 | 74109.016 | 105174557.798 | 85976.0439 | 122016090.4675 | 99743.3377 | 141554455.8936 | 115715.1755 | 164221481.6843 | 134244.5748 | 190518165.7309 | 155741.0764 | 221025722.9769 | 180679.8001 | 256418437.3895 | 209611.9484 | 297478568.3615 | 243176.9804 | 345113628.1266 | 282116.7609 | 400376461.2814 | 327291.9436 | 464488496.8862 | 379701 | 538866752.4248
| 50934.1719 | 72949614.0484 | 59090.2303 | 84630991.9762 | 68552.3121 | 98182900.1377 | 79529.5532 | 113904869.6481 | 92264.5681 | 132144381.404 | 107038.8396 | 153304584.1526 | 124178.9015 | 177853150.5745 | 144063.592 | 206332665.309 | 167132.4068 | 239372588.691 | 193895.2174 | 277703175.5369 | 224943.5425 | 322171618.8945 | 260963.6133 | 373760761.6189 | 302751.5563 | 433610842.6525 | 351230.9762 | 503044679.2317 | 407473.375 | 583596912.3872
| 54571 | 79430246.68 | 63309.4215 | 92149364.4227 | 73447.1198 | 106905184.8926 | 85208.1635 | 124023848.6827 | 98852.4906 | 143883705.8868 | 114681.6823 | 166923719.8203 | 133045.5878 | 193653109.8515 | 154350.0953 | 224662662.2693 | 179066.0815 | 260637756.8432 | 207739.8241 | 302373522.1146 | 241005.0779 | 350792413.3101 | 279597.0724 | 406964586.2004 | 324368.7798 | 472131575.2562 | 376309.7523 | 547733712.9695 | 436568 | 635441973.4398
| 58376.9531 | 86479373.5009 | 67724.8196 | 100327263.692 | 78569.5529 | 116392606.0908 | 91150.8487 | 135030485.0048 | 105746.7741 | 156652827.634 | 122679.9434 | 181737553.5879 | 142324.6054 | 210839073.4822 | 165114.9562 | 244600603.6011 | 191554.7131 | 283768348.5147 | 222228.2526 | 329208001.3435 | 257813.5298 | 381923881.6438 | 299097.0514 | 443081117.3667 | 346991.2784 | 514031424.3599 | 402554.7776 | 596342959.0467 | 467015.625 | 691834988.0075
| 62355.875 | 93075542.4791 | 72340.8839 | 107979673.2509 | 83924.7846 | 125270391.2377 | 97363.6106 | 145329864.6168 | 112954.3814 | 168601440.1197 | 131041.7006 | 195599490.4245 | 152025.3256 | 226920713.5263 | 176369.0467 | 263257386.695 | 204610.9142 | 305412630.864 | 237375.1352 | 354318169.4438 | 275385.8736 | 411054925.9393 | 319483.2438 | 476876897.8269 | 370641.8993 | 553238902.3732 | 429992.5578 | 641828706.3127 | 498847 | 744604339.8325
| 66511.6094 | 99447563.7846 | 77162.0735 | 115372042.5049 | 89517.9884 | 133846495.9872 | 103852.4507 | 155279255.9285 | 120482.2752 | 180144020.9092 | 139775.0317 | 208990377.9459 | 162157.1194 | 242455875.4254 | 188123.2384 | 281280184.4374 | 218247.2974 | 326321408.1756 | 253195.1042 | 378575056.5325 | 293739.0848 | 439196053.8454 | 340775.3434 | 509524247.1964 | 395343.4897 | 591114051.7312 | 458649.5986 | 685768779.9583 | 500000 | 792505911.9446
| 70848 | 107649079.3553 | 82192.8477 | 124886861.8431 | 95354.3374 | 144884917.4342 | 110623.3708 | 168085253.2485 | 128337.4183 | 195000634.1457 | 148888.0143 | 226225971.998 | 172729.3582 | 262451394.2882 | 200388.4032 | 304477573.3387 | 232476.4755 | 353233380.7606 | 269702.7919 | 409796426.8978 | 312890.1387 | 475416883.5685 | 362993.0437 | 551545096.054 | 421118.8967 | 639863673.2892 | 488552.4056 | 742324648.3246 | 500000 | 850386978.2468
| 75368.8906 | 114343155.6696 | 87437.6659 | 132652856.5811 | 101439.005 | 153894476.0844 | 117682.3726 | 178537507.1766 | 136526.7734 | 207126600.6113 | 158388.7261 | 240293662.4037 | 183751.4129 | 278771735.0907 | 213175.4127 | 323411280.1955 | 247311.0611 | 375198930.5054 | 286912.8307 | 435279306.746 | 332856.0106 | 504980321.7212 | 386156.0384 | 585842509.3331 | 447990.9675 | 679653110.2764 | 500000 | 786733397.4702 | 500000 | 894795727.3923
| 80078.125 | 122414461.4198 | 92900.9871 | 142016615.6783 | 107777.1645 | 164757648.1078 | 125035.4578 | 191140192.487 | 145057.3033 | 221747345.6199 | 168285.2447 | 257255618.7861 | 195232.6549 | 298449798.8563 | 226495.1389 | 346240380.1117 | 262763.6668 | 401683640.2155 | 304839.8527 | 466004996.8924 | 353653.676 | 540626098.2485 | 410284.0211 | 627196222.0812 | 475982.5492 | 727628767.6297 | 500000 | 837129843.1298 | 500000 | 945192173.0519
| 84979.5469 | 129962132.1792 | 98587.2707 | 150772890.4277 | 114373.9891 | 174916059.6924 | 132688.6281 | 202925264.4878 | 153935.9707 | 235419553.4382 | 178585.648 | 273117149.2709 | 207182.4552 | 316851226.219 | 240358.4533 | 367588416.6293 | 278846.9053 | 426450124.7518 | 323498.4904 | 494737323.5143 | 375300.1102 | 573959315.1427 | 435396.6855 | 665867066.4478 | 500000 | 772037516.7752 | 500000 | 881538592.2754 | 500000 | 989600922.1975
| 90077 | 140030068.6385 | 104500.976 | 162452999.5115 | 121234.6523 | 188466497.3866 | 140647.8852 | 218645525.7254 | 163169.7384 | 253657089.754 | 189298.0135 | 294275051.6437 | 219610.1851 | 341397130.1615 | 254776.2279 | 396064840.952 | 295573.3893 | 459486461.4683 | 342903.3761 | 533063748.7097 | 397812.2886 | 618422927.8752 | 461513.7251 | 717450610.0766 | 500000 | 827922684.2394 | 500000 | 937423759.7395 | 500000 | 1045486089.6617
| 95374.3281 | 150214195.4599 | 110646.5621 | 174267904.4504 | 128364.3273 | 202173315.7123 | 148919.2308 | 234547208.7323 | 172765.5692 | 272105098.7875 | 200430.419 | 315677129.6077 | 232525.2157 | 366226309.3787 | 269759.3343 | 424869901.2434 | 312955.7314 | 492904058.4302 | 363069.142 | 571832485.1213 | 421207.1865 | 663399678.8542 | 488654.8337 | 769629460.4631 | 500000 | 881312978.156 | 500000 | 990814053.6561 | 500000 | 1098876383.5783
| 100875.375 | 159475699.4722 | 117028.4883 | 185012447.5433 | 135768.1874 | 214638375.8148 | 157508.6666 | 249008291.5087 | 182730.4257 | 288881825.2245 | 211990.9422 | 335140303.4676 | 245936.9181 | 388806108.9998 | 285318.6444 | 451065390.1786 | 331006.5442 | 523294214.972 | 384010.4206 | 607088998.9222 | 445501.7795 | 704301797.1172 | 500000 | 815535133.7372 | 500000 | 927218651.4301 | 500000 | 1036719726.9302 | 500000 | 1144782056.8524
| 106583.9844 | 168516760.6212 | 123651.2138 | 195501248.3894 | 143451.4059 | 226806741.8234 | 166422.1943 | 263125170.7423 | 193071.2707 | 305259231.0319 | 223987.6607 | 354140213.7183 | 259854.6636 | 410848462.9019 | 301465.0298 | 476637372.5451 | 349738.4405 | 552961023.2201 | 405741.844 | 641506335.1075 | 470713.0427 | 744230360.755 | 500000 | 857947984.0447 | 500000 | 969631501.7376 | 500000 | 1079132577.2378 | 500000 | 1187194907.1599
| 112504 | 177723171.3389 | 130519.198 | 206181876.1314 | 151419.1561 | 239197651.8496 | 175665.8157 | 277500229.8348 | 203795.067 | 321936158.8692 | 236428.6523 | 373487608.2868 | 274287.8234 | 433293943.5667 | 318209.3625 | 502677034.1128 | 369164.0329 | 583170399.8535 | 428278.0446 | 676553120.8232 | 496857.9517 | 784889167.3001 | 500000 | 898863910.2238 | 500000 | 1010547427.9167 | 500000 | 1120048503.4169 | 500000 | 1228110833.339
| 118639.2656 | 187668434.1798 | 137636.9 | 217719667.9439 | 159676.6113 | 252582983.0962 | 185245.5323 | 293028946.2275 | 214908.7774 | 339951478.3902 | 249321.9946 | 394387710.419 | 289245.7684 | 457540765.8785 | 335562.514 | 530806485.0486 | 389295.934 | 615804202.5472 | 451633.6548 | 714412554.4679 | 500000 | 826803042.8981 | 500000 | 940777785.8219 | 500000 | 1052461303.5148 | 500000 | 1161962379.015 | 500000 | 1270024708.9371
| 124993.625 | 197148470.1538 | 145008.7792 | 228717736.3904 | 168228.9449 | 265342165.4097 | 195167.346 | 307831248.83 | 226419.3645 | 357124063.9592 | 262675.7654 | 414310132.1028 | 304737.8701 | 480653352.3882 | 353535.3563 | 557620075.7065 | 410146.7564 | 646911437.0623 | 475823.3068 | 750500971.5011 | 500000 | 864725120.8202 | 500000 | 978699863.744 | 500000 | 1090383381.4369 | 500000 | 1199884456.9371 | 500000 | 1307946786.8592
| 131570.9219 | 206864753.407 | 152639.2947 | 239989882.2512 | 177081.3301 | 278419312.9834 | 205437.2583 | 323002432.2811 | 238333.7912 | 374724599.0242 | 276498.0422 | 434729030.5859 | 320773.4994 | 504341916.2139 | 372138.761 | 585101874.571 | 431729.113 | 678793879.555 | 500000 | 787425100.0042 | 500000 | 901649249.3233 | 500000 | 1015623992.2471 | 500000 | 1127307509.94 | 500000 | 1236808585.4401 | 500000 | 1344870915.3623
| 138375 | 214183589.7022 | 160532.9057 | 248480679.4111 | 186238.9402 | 288269736.217 | 216061.2711 | 334430197.9391 | 250659.0201 | 387982285.2704 | 290796.9029 | 450109662.401 | 337362.0276 | 522185438.9061 | 391383.6 | 605802669.4891 | 454055.6162 | 702809480.0906 | 500000 | 813870759.6078 | 500000 | 928094908.9268 | 500000 | 1042069651.8506 | 500000 | 1153753169.5435 | 500000 | 1263254245.0437 | 500000 | 1371316574.9658
| 145409.7031 | 225937623.5311 | 168694.0716 | 262116879.6245 | 195706.9485 | 304089492.698 | 227045.386 | 352783162.6337 | 263402.0141 | 409274098.1137 | 305580.4251 | 474810920.8209 | 354512.8259 | 550842094.2658 | 411280.7449 | 639048097.3048 | 477138.8788 | 741378477.9101 | 500000 | 854287711.0774 | 500000 | 968511860.3964 | 500000 | 1082486603.3202 | 500000 | 1194170121.0131 | 500000 | 1303671196.5133 | 500000 | 1411733526.4354
| 152678.875 | 238126887.0991 | 177127.2516 | 276258002.6541 | 205490.5284 | 320495024.972 | 238395.6047 | 371815703.0512 | 276569.7359 | 431354306.693 | 320856.6864 | 500426820.3263 | 372235.2654 | 580559851.6115 | 431841.0676 | 673524540.7096 | 500000 | 781296454.6702 | 500000 | 894205687.8374 | 500000 | 1008429837.1565 | 500000 | 1122404580.0803 | 500000 | 1234088097.7732 | 500000 | 1343589173.2734 | 500000 | 1451651503.1955
| 160186.3594 | 246279639.1969 | 185836.905 | 285716250.0537 | 215594.8531 | 331467815.651 | 250117.929 | 384545560.1873 | 290169.1482 | 446122587.4681 | 336633.7647 | 517559937.2914 | 390538.7172 | 600436483.7961 | 453075.4399 | 696584005.6826 | 500000 | 806744164.8547 | 500000 | 919653398.022 | 500000 | 1033877547.3411 | 500000 | 1147852290.2648 | 500000 | 1259535807.9577 | 500000 | 1369036883.4579 | 500000 | 1477099213.38
| 167936 | 258346236.8182 | 194827.4909 | 299715064.7121 | 226025.096 | 347708251.8028 | 262218.3604 | 403386567.7387 | 304207.2138 | 467980593.1495 | 352919.7375 | 542918052.6784 | 409432.5527 | 629855178.215 | 474994.7335 | 730713497.3996 | 500000 | 842670343.9388 | 500000 | 955579577.1061 | 500000 | 1069803726.4251 | 500000 | 1183778469.3489 | 500000 | 1295461987.0418 | 500000 | 1404963062.542 | 500000 | 1513025392.4641
| 175931.6406 | 268704918.6524 | 204103.4687 | 311732476.0532 | 236786.4303 | 361650003.7552 | 274702.9008 | 419560804.1543 | 318690.8954 | 486744799.3896 | 369722.6827 | 564686960.3234 | 428926.1428 | 655109927.3188 | 497609.8201 | 760012273.8197 | 500000 | 872109851.7993 | 500000 | 985019084.9666 | 500000 | 1099243234.2857 | 500000 | 1213217977.2095 | 500000 | 1324901494.9024 | 500000 | 1434402570.4025 | 500000 | 1542464900.3247
| 184177.125 | 280835682.6749 | 213669.2975 | 325805732.0403 | 247884.0294 | 377976801.4793 | 287577.5518 | 438502002.3052 | 333627.1558 | 508719039.1252 | 387050.6777 | 590179922.256 | 449028.8588 | 684685061.1756 | 500000 | 792944604.6468 | 500000 | 905042182.6264 | 500000 | 1017951415.7937 | 500000 | 1132175565.1128 | 500000 | 1246150308.0365 | 500000 | 1357833825.7294 | 500000 | 1467334901.2296 | 500000 | 1575397231.1517
| 192676.2969 | 292180273.3877 | 223529.4367 | 338966925.2571 | 259323.0665 | 393245488.3886 | 300848.3152 | 456215654.9846 | 349022.9577 | 529269167.3415 | 404911.8005 | 614020730.5219 | 469750.0718 | 712343483.0407 | 500000 | 822384112.5073 | 500000 | 934481690.487 | 500000 | 1047390923.6542 | 500000 | 1161615072.9733 | 500000 | 1275589815.8971 | 500000 | 1387273333.59 | 500000 | 1496774409.0902 | 500000 | 1604836739.0123
| 201433 | 302432290.5989 | 233688.3454 | 350860591.8332 | 271108.715 | 407043680.4036 | 314521.1926 | 472223343.2953 | 364885.264 | 547840156.2383 | 423314.1286 | 635565481.0431 | 491099.1531 | 737338180.8817 | 500000 | 847831822.6919 | 500000 | 959929400.6715 | 500000 | 1072838633.8388 | 500000 | 1187062783.1579 | 500000 | 1301037526.0817 | 500000 | 1412721043.7746 | 500000 | 1522222119.2747 | 500000 | 1630284449.1969
| 210451.0781 | 311673149.9692 | 244150.483 | 361581184.4699 | 283246.1481 | 419480954.8782 | 328602.1857 | 486652191.1479 | 381221.0373 | 564579485.9943 | 442265.7397 | 654985269.9133 | 500000 | 759293068.0998 | 500000 | 869786709.9099 | 500000 | 981884287.8896 | 500000 | 1094793521.0568 | 500000 | 1209017670.3759 | 500000 | 1322992413.2997 | 500000 | 1434675930.9926 | 500000 | 1544177006.4928 | 500000 | 1652239336.4149
| 219734.375 | 323295190.9381 | 254920.3086 | 375064255.8859 | 295740.5393 | 435123062.1427 | 343097.2962 | 504799059.7623 | 398037.2403 | 585632200.7279 | 461774.7115 | 679409143.5825 | 500000 | 785738727.7033 | 500000 | 896232369.5135 | 500000 | 1008329947.4931 | 500000 | 1121239180.6604 | 500000 | 1235463329.9795 | 500000 | 1349438072.9033 | 500000 | 1461121590.5962 | 500000 | 1570622666.0963 | 500000 | 1678684996.0185
| 229286.7344 | 336108918.486 | 266002.2816 | 389929837.9378 | 308597.0617 | 452369060.6121 | 358012.5259 | 524806649.7281 | 415340.8359 | 608843592.8974 | 481849.1218 | 706337362.4469 | 500000 | 813681311.4354 | 500000 | 924174953.2455 | 500000 | 1036272531.2252 | 500000 | 1149181764.3925 | 500000 | 1263405913.7115 | 500000 | 1377380656.6353 | 500000 | 1489064174.3282 | 500000 | 1598565249.8284 | 500000 | 1706627579.7505
| 239112 | 345176542.3821 | 277400.8611 | 400449455.0078 | 321820.8886 | 464573177.4274 | 373353.8765 | 538965004.5238 | 433138.7868 | 625269115.7214 | 500000 | 725298401.408 | 500000 | 832642350.3964 | 500000 | 943135992.2066 | 500000 | 1055233570.1862 | 500000 | 1168142803.3535 | 500000 | 1282366952.6726 | 500000 | 1396341695.5964 | 500000 | 1508025213.2893 | 500000 | 1617526288.7894 | 500000 | 1725588618.7115
| 249214.0156 | 352886334.8272 | 289120.5064 | 409393811.8913 | 335417.1935 | 474949788.6212 | 389127.3495 | 551003216.3077 | 451438.0557 | 639234998.4296 | 500000 | 740766617.4025 | 500000 | 848110566.391 | 500000 | 958604208.2011 | 500000 | 1070701786.1807 | 500000 | 1183611019.348 | 500000 | 1297835168.6671 | 500000 | 1411809911.5909 | 500000 | 1523493429.2838 | 500000 | 1632994504.784 | 500000 | 1741056834.7061
| 259596.625 | 363767035.4731 | 301165.6768 | 422016832.6032 | 349391.1495 | 489594125.7967 | 405338.9469 | 567992542.5012 | 470245.6054 | 658944814.2368 | 500000 | 761723555.2015 | 500000 | 869067504.19 | 500000 | 979561146.0001 | 500000 | 1091658723.9798 | 500000 | 1204567957.1471 | 500000 | 1318792106.4661 | 500000 | 1432766849.3899 | 500000 | 1544450367.0828 | 500000 | 1653951442.583 | 500000 | 1762013772.5051
| 270263.6719 | 372397738.6515 | 313540.8315 | 432029565.1032 | 363747.93 | 501210190.9306 | 421994.6701 | 581468681.2489 | 489568.3987 | 674578878.2064 | 500000 | 777690745.9056 | 500000 | 885034694.8941 | 500000 | 995528336.7042 | 500000 | 1107625914.6838 | 500000 | 1220535147.8511 | 500000 | 1334759297.1702 | 500000 | 1448734040.094 | 500000 | 1560417557.7869 | 500000 | 1669918633.287 | 500000 | 1777980963.2092
| 281219 | 380536366.4437 | 326250.4297 | 441471426.4806 | 378492.7083 | 512163971.7039 | 439100.521 | 594176484.4344 | 500000 | 689049144.7819 | 500000 | 792161012.4811 | 500000 | 899504961.4696 | 500000 | 1009998603.2797 | 500000 | 1122096181.2594 | 500000 | 1235005414.4266 | 500000 | 1349229563.7457 | 500000 | 1463204306.6695 | 500000 | 1574887824.3624 | 500000 | 1684388899.8626 | 500000 | 1792451229.7847
| 292466.4531 | 391627302.0687 | 339298.9308 | 454338346.9726 | 393630.6578 | 527091264.1798 | 456662.5013 | 611494075.3925 | 500000 | 708010183.743 | 500000 | 811122051.4421 | 500000 | 918466000.4306 | 500000 | 1028959642.2407 | 500000 | 1141057220.2204 | 500000 | 1253966453.3877 | 500000 | 1368190602.7067 | 500000 | 1482165345.6305 | 500000 | 1593848863.3234 | 500000 | 1703349938.8236 | 500000 | 1811412268.7457
| 304009.875 | 403762761.1938 | 352690.7939 | 468417049.8861 | 409166.9516 | 543424381.0433 | 474686.6126 | 630442604.5628 | 500000 | 727969172.123 | 500000 | 831081039.8222 | 500000 | 938424988.8107 | 500000 | 1048918630.6208 | 500000 | 1161016208.6004 | 500000 | 1273925441.7677 | 500000 | 1388149591.0868 | 500000 | 1502124334.0106 | 500000 | 1613807851.7035 | 500000 | 1723308927.2036 | 500000 | 1831371257.1258
| 315853.1094 | 415110156.5655 | 366430.4783 | 481581496.8702 | 425106.7631 | 558696842.7435 | 493178.8567 | 648160636.4882 | 500000 | 745932261.6651 | 500000 | 849044129.3642 | 500000 | 956388078.3527 | 500000 | 1066881720.1628 | 500000 | 1178979298.1425 | 500000 | 1291888531.3097 | 500000 | 1406112680.6288 | 500000 | 1520087423.5526 | 500000 | 1631770941.2455 | 500000 | 1741272016.7457 | 500000 | 1849334346.6678
| 328000 | 423947996.6202 | 380522.4432 | 491834534.9502 | 441455.2656 | 570591693.4407 | 500000 | 661632953.6448 | 500000 | 759404578.8216 | 500000 | 862516446.5207 | 500000 | 969860395.5092 | 500000 | 1080354037.3194 | 500000 | 1192451615.299 | 500000 | 1305360848.4663 | 500000 | 1419584997.7854 | 500000 | 1533559740.7091 | 500000 | 1645243258.402 | 500000 | 1754744333.9022 | 500000 | 1862806663.8243
| 340454.3906 | 434820196.9824 | 394971.1479 | 504447694.2331 | 458217.6324 | 585224590.0827 | 500000 | 677600144.3488 | 500000 | 775371769.5256 | 500000 | 878483637.2248 | 500000 | 985827586.2133 | 500000 | 1096321228.0234 | 500000 | 1208418806.003 | 500000 | 1321328039.1703 | 500000 | 1435552188.4894 | 500000 | 1549526931.4132 | 500000 | 1661210449.1061 | 500000 | 1770711524.6062 | 500000 | 1878773854.5284
| 353220.125 | 443632592.4455 | 409781.0517 | 514671213.2943 | 475399.0369 | 597085194.899 | 500000 | 690074512.0863 | 500000 | 787846137.2631 | 500000 | 890958004.9623 | 500000 | 998301953.9508 | 500000 | 1108795595.7609 | 500000 | 1220893173.7406 | 500000 | 1333802406.9078 | 500000 | 1448026556.2269 | 500000 | 1562001299.1507 | 500000 | 1673684816.8436 | 500000 | 1783185892.3438 | 500000 | 1891248222.2659
| 366301.0469 | 450578040.8668 | 424956.6137 | 522728832.204 | 493004.6522 | 606433075.3182 | 500000 | 699555031.5668 | 500000 | 797326656.7437 | 500000 | 900438524.4428 | 500000 | 1007782473.4313 | 500000 | 1118276115.2414 | 500000 | 1230373693.2211 | 500000 | 1343282926.3884 | 500000 | 1457507075.7074 | 500000 | 1571481818.6312 | 500000 | 1683165336.3241 | 500000 | 1792666411.8243 | 500000 | 1900728741.7464
| 379701 | 455504031.9673 | 440502.2933 | 528443619.3038 | 500000 | 612919746.5417 | 500000 | 706041702.7904 | 500000 | 803813327.9672 | 500000 | 906925195.6663 | 500000 | 1014269144.6548 | 500000 | 1124762786.4649 | 500000 | 1236860364.4446 | 500000 | 1349769597.6119 | 500000 | 1463993746.9309 | 500000 | 1577968489.8547 | 500000 | 1689652007.5476 | 500000 | 1799153083.0478 | 500000 | 1907215412.9699
| 393423.8281 | 461393288.1778 | 456422.5497 | 535275918.5777 | 500000 | 620404367.1843 | 500000 | 713526323.4329 | 500000 | 811297948.6097 | 500000 | 914409816.3088 | 500000 | 1021753765.2973 | 500000 | 1132247407.1075 | 500000 | 1244344985.0871 | 500000 | 1357254218.2544 | 500000 | 1471478367.5735 | 500000 | 1585453110.4972 | 500000 | 1697136628.1901 | 500000 | 1806637703.6903 | 500000 | 1914700033.6124
| 407473.375 | 466272941.9918 | 472721.8421 | 540936948.4292 | 500000 | 626392063.6983 | 500000 | 719514019.9469 | 500000 | 817285645.1237 | 500000 | 920397512.8229 | 500000 | 1027741461.8113 | 500000 | 1138235103.6215 | 500000 | 1250332681.6011 | 500000 | 1363241914.7684 | 500000 | 1477466064.0875 | 500000 | 1591440807.0113 | 500000 | 1703124324.7042 | 500000 | 1812625400.2043 | 500000 | 1920687730.1264
| 421853.4844 | 474271722.3449 | 489404.6297 | 550216568.681 | 500000 | 635872583.1788 | 500000 | 728994539.4274 | 500000 | 826766164.6042 | 500000 | 929878032.3034 | 500000 | 1037221981.2919 | 500000 | 1147715623.102 | 500000 | 1259813201.0816 | 500000 | 1372722434.2489 | 500000 | 1486946583.568 | 500000 | 1600921326.4918 | 500000 | 1712604844.1847 | 500000 | 1822105919.6848 | 500000 | 1930168249.607
| 436568 | 479064122.9464 | 500000 | 555705290.4855 | 500000 | 641361304.9833 | 500000 | 734483261.2319 | 500000 | 832254886.4087 | 500000 | 935366754.1079 | 500000 | 1042710703.0964 | 500000 | 1153204344.9065 | 500000 | 1265301922.8861 | 500000 | 1378211156.0534 | 500000 | 1492435305.3725 | 500000 | 1606410048.2963 | 500000 | 1718093565.9892 | 500000 | 1827594641.4894 | 500000 | 1935656971.4115
| 451620.7656 | 484472459.1144 | 500000 | 561692986.9995 | 500000 | 647349001.4973 | 500000 | 740470957.7459 | 500000 | 838242582.9228 | 500000 | 941354450.6219 | 500000 | 1048698399.6104 | 500000 | 1159192041.4205 | 500000 | 1271289619.4002 | 500000 | 1384198852.5674 | 500000 | 1498423001.8865 | 500000 | 1612397744.8103 | 500000 | 1724081262.5032 | 500000 | 1833582338.0034 | 500000 | 1941644667.9255
| 467015.625 | 490531212.7456 | 500000 | 568179658.223 | 500000 | 653835672.7208 | 500000 | 746957628.9694 | 500000 | 844729254.1463 | 500000 | 947841121.8454 | 500000 | 1055185070.8339 | 500000 | 1165678712.644 | 500000 | 1277776290.6237 | 500000 | 1390685523.791 | 500000 | 1504909673.11 | 500000 | 1618884416.0338 | 500000 | 1730567933.7267 | 500000 | 1840069009.2269 | 500000 | 1948131339.149
| 482756.4219 | 495830644.1437 | 500000 | 573668380.0275 | 500000 | 659324394.5253 | 500000 | 752446350.7739 | 500000 | 850217975.9508 | 500000 | 953329843.6499 | 500000 | 1060673792.6384 | 500000 | 1171167434.4485 | 500000 | 1283265012.4282 | 500000 | 1396174245.5955 | 500000 | 1510398394.9145 | 500000 | 1624373137.8383 | 500000 | 1736056655.5312 | 500000 | 1845557731.0314 | 500000 | 1953620060.9535
| 498847 | 500311060.8081 | 500000 | 578159152.413 | 500000 | 663815166.9108 | 500000 | 756937123.1595 | 500000 | 854708748.3363 | 500000 | 957820616.0354 | 500000 | 1065164565.0239 | 500000 | 1175658206.834 | 500000 | 1287755784.8137 | 500000 | 1400665017.981 | 500000 | 1514889167.3001 | 500000 | 1628863910.2238 | 500000 | 1740547427.9167 | 500000 | 1850048503.4169 | 500000 | 1958110833.339
| 500000 | 504302858.4841 | 500000 | 582150950.089 | 500000 | 667806964.5869 | 500000 | 760928920.8355 | 500000 | 858700546.0123 | 500000 | 961812413.7114 | 500000 | 1069156362.6999 | 500000 | 1179650004.5101 | 500000 | 1291747582.4897 | 500000 | 1404656815.657 | 500000 | 1518880964.9761 | 500000 | 1632855707.8998 | 500000 | 1744539225.5927 | 500000 | 1854040301.0929 | 500000 | 1962102631.015
| 500000 | 508793630.8696 | 500000 | 586641722.4746 | 500000 | 672297736.9724 | 500000 | 765419693.221 | 500000 | 863191318.3978 | 500000 | 966303186.0969 | 500000 | 1073647135.0854 | 500000 | 1184140776.8956 | 500000 | 1296238354.8752 | 500000 | 1409147588.0425 | 500000 | 1523371737.3616 | 500000 | 1637346480.2853 | 500000 | 1749029997.9782 | 500000 | 1858531073.4784 | 500000 | 1966593403.4005
| 500000 | 515280302.0931 | 500000 | 593128393.6981 | 500000 | 678784408.1959 | 500000 | 771906364.4445 | 500000 | 869677989.6213 | 500000 | 972789857.3205 | 500000 | 1080133806.309 | 500000 | 1190627448.1191 | 500000 | 1302725026.0987 | 500000 | 1415634259.266 | 500000 | 1529858408.5851 | 500000 | 1643833151.5089 | 500000 | 1755516669.2018 | 500000 | 1865017744.7019 | 500000 | 1973080074.6241
| 500000 | 517276200.9311 | 500000 | 595124292.5361 | 500000 | 680780307.0339 | 500000 | 773902263.2825 | 500000 | 871673888.4593 | 500000 | 974785756.1585 | 500000 | 1082129705.147 | 500000 | 1192623346.9571 | 500000 | 1304720924.9367 | 500000 | 1417630158.104 | 500000 | 1531854307.4231 | 500000 | 1645829050.3469 | 500000 | 1757512568.0398 | 500000 | 1867013643.5399 | 500000 | 1975075973.4621
| 500000 | 519771074.4786 | 500000 | 597619166.0836 | 500000 | 683275180.5814 | 500000 | 776397136.83 | 500000 | 874168762.0068 | 500000 | 977280629.706 | 500000 | 1084624578.6945 | 500000 | 1195118220.5046 | 500000 | 1307215798.4842 | 500000 | 1420125031.6515 | 500000 | 1534349180.9706 | 500000 | 1648323923.8944 | 500000 | 1760007441.5873 | 500000 | 1869508517.0874 | 500000 | 1977570847.0096
| 500000 | 523263897.4451 | 500000 | 601111989.0501 | 500000 | 686768003.5479 | 500000 | 779889959.7965 | 500000 | 877661584.9733 | 500000 | 980773452.6725 | 500000 | 1088117401.661 | 500000 | 1198611043.4711 | 500000 | 1310708621.4507 | 500000 | 1423617854.618 | 500000 | 1537842003.9371 | 500000 | 1651816746.8609 | 500000 | 1763500264.5538 | 500000 | 1873001340.054 | 500000 | 1981063669.9761
| 500000 | 525259796.2831 | 500000 | 603107887.8881 | 500000 | 688763902.3859 | 500000 | 781885858.6345 | 500000 | 879657483.8113 | 500000 | 982769351.5105 | 500000 | 1090113300.499 | 500000 | 1200606942.3091 | 500000 | 1312704520.2887 | 500000 | 1425613753.456 | 500000 | 1539837902.7751 | 500000 | 1653812645.6989 | 500000 | 1765496163.3918 | 500000 | 1874997238.892 | 500000 | 1983059568.8141
| 500000 | 526756720.4116 | 500000 | 604604812.0166 | 500000 | 690260826.5144 | 500000 | 783382782.763 | 500000 | 881154407.9398 | 500000 | 984266275.639 | 500000 | 1091610224.6275 | 500000 | 1202103866.4376 | 500000 | 1314201444.4172 | 500000 | 1427110677.5845 | 500000 | 1541334826.9036 | 500000 | 1655309569.8274 | 500000 | 1766993087.5203 | 500000 | 1876494163.0205 | 500000 | 1984556492.9426
| 500000 | 0 | 500000 | 0 | 500000 | 0 | 500000 | 0 | 500000 | 0 | 500000 | 0 | 500000 | 0 | 500000 | 0 | 500000 | 0 | 500000 | 0 | 500000 | 0 | 500000 | 0 | 500000 | 0 | 500000 | 0 | 500000 | 0
| 500000 | 0 | 500000 | 0 | 500000 | 0 | 500000 | 0 | 500000 | 0 | 500000 | 0 | 500000 | 0 | 500000 | 0 | 500000 | 0 | 500000 | 0 | 500000 | 0 | 500000 | 0 | 500000 | 0 | 500000 | 0 | 500000 | 0
| 500000 | 0 | 500000 | 0 | 500000 | 0 | 500000 | 0 | 500000 | 0 | 500000 | 0 | 500000 | 0 | 500000 | 0 | 500000 | 0 | 500000 | 0 | 500000 | 0 | 500000 | 0 | 500000 | 0 | 500000 | 0 | 500000 | 0
| 500000 | 0 | 500000 | 0 | 500000 | 0 | 500000 | 0 | 500000 | 0 | 500000 | 0 | 500000 | 0 | 500000 | 0 | 500000 | 0 | 500000 | 0 | 500000 | 0 | 500000 | 0 | 500000 | 0 | 500000 | 0 | 500000 | 0
| 500000 | 0 | 500000 | 0 | 500000 | 0 | 500000 | 0 | 500000 | 0 | 500000 | 0 | 500000 | 0 | 500000 | 0 | 500000 | 0 | 500000 | 0 | 500000 | 0 | 500000 | 0 | 500000 | 0 | 500000 | 0 | 500000 | 0
| 500000 | 0 | 500000 | 0 | 500000 | 0 | 500000 | 0 | 500000 | 0 | 500000 | 0 | 500000 | 0 | 500000 | 0 | 500000 | 0 | 500000 | 0 | 500000 | 0 | 500000 | 0 | 500000 | 0 | 500000 | 0 | 500000 | 0
| 500000 | 0 | 500000 | 0 | 500000 | 0 | 500000 | 0 | 500000 | 0 | 500000 | 0 | 500000 | 0 | 500000 | 0 | 500000 | 0 | 500000 | 0 | 500000 | 0 | 500000 | 0 | 500000 | 0 | 500000 | 0 | 500000 | 0
| 500000 | 0 | 500000 | 0 | 500000 | 0 | 500000 | 0 | 500000 | 0 | 500000 | 0 | 500000 | 0 | 500000 | 0 | 500000 | 0 | 500000 | 0 | 500000 | 0 | 500000 | 0 | 500000 | 0 | 500000 | 0 | 500000 | 0
| 500000 | 0 | 500000 | 0 | 500000 | 0 | 500000 | 0 | 500000 | 0 | 500000 | 0 | 500000 | 0 | 500000 | 0 | 500000 | 0 | 500000 | 0 | 500000 | 0 | 500000 | 0 | 500000 | 0 | 500000 | 0 | 500000 | 0
| 500000 | 0 | 500000 | 0 | 500000 | 0 | 500000 | 0 | 500000 | 0 | 500000 | 0 | 500000 | 0 | 500000 | 0 | 500000 | 0 | 500000 | 0 | 500000 | 0 | 500000 | 0 | 500000 | 0 | 500000 | 0 | 500000 | 0
| 500000 | 0 | 500000 | 0 | 500000 | 0 | 500000 | 0 | 500000 | 0 | 500000 | 0 | 500000 | 0 | 500000 | 0 | 500000 | 0 | 500000 | 0 | 500000 | 0 | 500000 | 0 | 500000 | 0 | 500000 | 0 | 500000 | 0
| 500000 | 0 | 500000 | 0 | 500000 | 0 | 500000 | 0 | 500000 | 0 | 500000 | 0 | 500000 | 0 | 500000 | 0 | 500000 | 0 | 500000 | 0 | 500000 | 0 | 500000 | 0 | 500000 | 0 | 500000 | 0 | 500000 | 0
| 500000 | 0 | 500000 | 0 | 500000 | 0 | 500000 | 0 | 500000 | 0 | 500000 | 0 | 500000 | 0 | 500000 | 0 | 500000 | 0 | 500000 | 0 | 500000 | 0 | 500000 | 0 | 500000 | 0 | 500000 | 0 | 500000 | 0
| 500000 | 0 | 500000 | 0 | 500000 | 0 | 500000 | 0 | 500000 | 0 | 500000 | 0 | 500000 | 0 | 500000 | 0 | 500000 | 0 | 500000 | 0 | 500000 | 0 | 500000 | 0 | 500000 | 0 | 500000 | 0 | 500000 | 0
| 500000 | 0 | 500000 | 0 | 500000 | 0 | 500000 | 0 | 500000 | 0 | 500000 | 0 | 500000 | 0 | 500000 | 0 | 500000 | 0 | 500000 | 0 | 500000 | 0 | 500000 | 0 | 500000 | 0 | 500000 | 0 | 500000 | 0
| 500000 | 0 | 500000 | 0 | 500000 | 0 | 500000 | 0 | 500000 | 0 | 500000 | 0 | 500000 | 0 | 500000 | 0 | 500000 | 0 | 500000 | 0 | 500000 | 0 | 500000 | 0 | 500000 | 0 | 500000 | 0 | 500000 | 0
| 500000 | 0 | 500000 | 0 | 500000 | 0 | 500000 | 0 | 500000 | 0 | 500000 | 0 | 500000 | 0 | 500000 | 0 | 500000 | 0 | 500000 | 0 | 500000 | 0 | 500000 | 0 | 500000 | 0 | 500000 | 0 | 500000 | 0
| 500000 | 0 | 500000 | 0 | 500000 | 0 | 500000 | 0 | 500000 | 0 | 500000 | 0 | 500000 | 0 | 500000 | 0 | 500000 | 0 | 500000 | 0 | 500000 | 0 | 500000 | 0 | 500000 | 0 | 500000 | 0 | 500000 | 0
| 500000 | 0 | 500000 | 0 | 500000 | 0 | 500000 | 0 | 500000 | 0 | 500000 | 0 | 500000 | 0 | 500000 | 0 | 500000 | 0 | 500000 | 0 | 500000 | 0 | 500000 | 0 | 500000 | 0 | 500000 | 0 | 500000 | 0
| 500000 | 0 | 500000 | 0 | 500000 | 0 | 500000 | 0 | 500000 | 0 | 500000 | 0 | 500000 | 0 | 500000 | 0 | 500000 | 0 | 500000 | 0 | 500000 | 0 | 500000 | 0 | 500000 | 0 | 500000 | 0 | 500000 | 0
| 500000 | 0 | 500000 | 0 | 500000 | 0 | 500000 | 0 | 500000 | 0 | 500000 | 0 | 500000 | 0 | 500000 | 0 | 500000 | 0 | 500000 | 0 | 500000 | 0 | 500000 | 0 | 500000 | 0 | 500000 | 0 | 500000 | 0
| 500000 | 0 | 500000 | 0 | 500000 | 0 | 500000 | 0 | 500000 | 0 | 500000 | 0 | 500000 | 0 | 500000 | 0 | 500000 | 0 | 500000 | 0 | 500000 | 0 | 500000 | 0 | 500000 | 0 | 500000 | 0 | 500000 | 0
| 500000 | 0 | 500000 | 0 | 500000 | 0 | 500000 | 0 | 500000 | 0 | 500000 | 0 | 500000 | 0 | 500000 | 0 | 500000 | 0 | 500000 | 0 | 500000 | 0 | 500000 | 0 | 500000 | 0 | 500000 | 0 | 500000 | 0
| 500000 | 0 | 500000 | 0 | 500000 | 0 | 500000 | 0 | 500000 | 0 | 500000 | 0 | 500000 | 0 | 500000 | 0 | 500000 | 0 | 500000 | 0 | 500000 | 0 | 500000 | 0 | 500000 | 0 | 500000 | 0 | 500000 | 0
| 500000 | 0 | 500000 | 0 | 500000 | 0 | 500000 | 0 | 500000 | 0 | 500000 | 0 | 500000 | 0 | 500000 | 0 | 500000 | 0 | 500000 | 0 | 500000 | 0 | 500000 | 0 | 500000 | 0 | 500000 | 0 | 500000 | 0
| 500000 | 0 | 500000 | 0 | 500000 | 0 | 500000 | 0 | 500000 | 0 | 500000 | 0 | 500000 | 0 | 500000 | 0 | 500000 | 0 | 500000 | 0 | 500000 | 0 | 500000 | 0 | 500000 | 0 | 500000 | 0 | 500000 | 0
| 500000 | 0 | 500000 | 0 | 500000 | 0 | 500000 | 0 | 500000 | 0 | 500000 | 0 | 500000 | 0 | 500000 | 0 | 500000 | 0 | 500000 | 0 | 500000 | 0 | 500000 | 0 | 500000 | 0 | 500000 | 0 | 500000 | 0
| 500000 | 0 | 500000 | 0 | 500000 | 0 | 500000 | 0 | 500000 | 0 | 500000 | 0 | 500000 | 0 | 500000 | 0 | 500000 | 0 | 500000 | 0 | 500000 | 0 | 500000 | 0 | 500000 | 0 | 500000 | 0 | 500000 | 0
| 500000 | 0 | 500000 | 0 | 500000 | 0 | 500000 | 0 | 500000 | 0 | 500000 | 0 | 500000 | 0 | 500000 | 0 | 500000 | 0 | 500000 | 0 | 500000 | 0 | 500000 | 0 | 500000 | 0 | 500000 | 0 | 500000 | 0
| 500000 | 0 | 500000 | 0 | 500000 | 0 | 500000 | 0 | 500000 | 0 | 500000 | 0 | 500000 | 0 | 500000 | 0 | 500000 | 0 | 500000 | 0 | 500000 | 0 | 500000 | 0 | 500000 | 0 | 500000 | 0 | 500000 | 0
| 500000 | 0 | 500000 | 0 | 500000 | 0 | 500000 | 0 | 500000 | 0 | 500000 | 0 | 500000 | 0 | 500000 | 0 | 500000 | 0 | 500000 | 0 | 500000 | 0 | 500000 | 0 | 500000 | 0 | 500000 | 0 | 500000 | 0
| 500000 | 0 | 500000 | 0 | 500000 | 0 | 500000 | 0 | 500000 | 0 | 500000 | 0 | 500000 | 0 | 500000 | 0 | 500000 | 0 | 500000 | 0 | 500000 | 0 | 500000 | 0 | 500000 | 0 | 500000 | 0 | 500000 | 0
| 500000 | 0 | 500000 | 0 | 500000 | 0 | 500000 | 0 | 500000 | 0 | 500000 | 0 | 500000 | 0 | 500000 | 0 | 500000 | 0 | 500000 | 0 | 500000 | 0 | 500000 | 0 | 500000 | 0 | 500000 | 0 | 500000 | 0
| 500000 | 0 | 500000 | 0 | 500000 | 0 | 500000 | 0 | 500000 | 0 | 500000 | 0 | 500000 | 0 | 500000 | 0 | 500000 | 0 | 500000 | 0 | 500000 | 0 | 500000 | 0 | 500000 | 0 | 500000 | 0 | 500000 | 0
| 500000 | 0 | 500000 | 0 | 500000 | 0 | 500000 | 0 | 500000 | 0 | 500000 | 0 | 500000 | 0 | 500000 | 0 | 500000 | 0 | 500000 | 0 | 500000 | 0 | 500000 | 0 | 500000 | 0 | 500000 | 0 | 500000 | 0
| 500000 | 0 | 500000 | 0 | 500000 | 0 | 500000 | 0 | 500000 | 0 | 500000 | 0 | 500000 | 0 | 500000 | 0 | 500000 | 0 | 500000 | 0 | 500000 | 0 | 500000 | 0 | 500000 | 0 | 500000 | 0 | 500000 | 0
| 500000 | 0 | 500000 | 0 | 500000 | 0 | 500000 | 0 | 500000 | 0 | 500000 | 0 | 500000 | 0 | 500000 | 0 | 500000 | 0 | 500000 | 0 | 500000 | 0 | 500000 | 0 | 500000 | 0 | 500000 | 0 | 500000 | 0
| 500000 | 0 | 500000 | 0 | 500000 | 0 | 500000 | 0 | 500000 | 0 | 500000 | 0 | 500000 | 0 | 500000 | 0 | 500000 | 0 | 500000 | 0 | 500000 | 0 | 500000 | 0 | 500000 | 0 | 500000 | 0 | 500000 | 0
| 500000 | 0 | 500000 | 0 | 500000 | 0 | 500000 | 0 | 500000 | 0 | 500000 | 0 | 500000 | 0 | 500000 | 0 | 500000 | 0 | 500000 | 0 | 500000 | 0 | 500000 | 0 | 500000 | 0 | 500000 | 0 | 500000 | 0
| 500000 | 0 | 500000 | 0 | 500000 | 0 | 500000 | 0 | 500000 | 0 | 500000 | 0 | 500000 | 0 | 500000 | 0 | 500000 | 0 | 500000 | 0 | 500000 | 0 | 500000 | 0 | 500000 | 0 | 500000 | 0 | 500000 | 0
| 500000 | 0 | 500000 | 0 | 500000 | 0 | 500000 | 0 | 500000 | 0 | 500000 | 0 | 500000 | 0 | 500000 | 0 | 500000 | 0 | 500000 | 0 | 500000 | 0 | 500000 | 0 | 500000 | 0 | 500000 | 0 | 500000 | 0
| 500000 | 0 | 500000 | 0 | 500000 | 0 | 500000 | 0 | 500000 | 0 | 500000 | 0 | 500000 | 0 | 500000 | 0 | 500000 | 0 | 500000 | 0 | 500000 | 0 | 500000 | 0 | 500000 | 0 | 500000 | 0 | 500000 | 0
| 500000 | 0 | 500000 | 0 | 500000 | 0 | 500000 | 0 | 500000 | 0 | 500000 | 0 | 500000 | 0 | 500000 | 0 | 500000 | 0 | 500000 | 0 | 500000 | 0 | 500000 | 0 | 500000 | 0 | 500000 | 0 | 500000 | 0
| 500000 | 0 | 500000 | 0 | 500000 | 0 | 500000 | 0 | 500000 | 0 | 500000 | 0 | 500000 | 0 | 500000 | 0 | 500000 | 0 | 500000 | 0 | 500000 | 0 | 500000 | 0 | 500000 | 0 | 500000 | 0 | 500000 | 0
| 500000 | 0 | 500000 | 0 | 500000 | 0 | 500000 | 0 | 500000 | 0 | 500000 | 0 | 500000 | 0 | 500000 | 0 | 500000 | 0 | 500000 | 0 | 500000 | 0 | 500000 | 0 | 500000 | 0 | 500000 | 0 | 500000 | 0
| 500000 | 0 | 500000 | 0 | 500000 | 0 | 500000 | 0 | 500000 | 0 | 500000 | 0 | 500000 | 0 | 500000 | 0 | 500000 | 0 | 500000 | 0 | 500000 | 0 | 500000 | 0 | 500000 | 0 | 500000 | 0 | 500000 | 0
| 500000 | 0 | 500000 | 0 | 500000 | 0 | 500000 | 0 | 500000 | 0 | 500000 | 0 | 500000 | 0 | 500000 | 0 | 500000 | 0 | 500000 | 0 | 500000 | 0 | 500000 | 0 | 500000 | 0 | 500000 | 0 | 500000 | 0
| 500000 | 0 | 500000 | 0 | 500000 | 0 | 500000 | 0 | 500000 | 0 | 500000 | 0 | 500000 | 0 | 500000 | 0 | 500000 | 0 | 500000 | 0 | 500000 | 0 | 500000 | 0 | 500000 | 0 | 500000 | 0 | 500000 | 0
| 500000 | 0 | 500000 | 0 | 500000 | 0 | 500000 | 0 | 500000 | 0 | 500000 | 0 | 500000 | 0 | 500000 | 0 | 500000 | 0 | 500000 | 0 | 500000 | 0 | 500000 | 0 | 500000 | 0 | 500000 | 0 | 500000 | 0
| 500000 | 0 | 500000 | 0 | 500000 | 0 | 500000 | 0 | 500000 | 0 | 500000 | 0 | 500000 | 0 | 500000 | 0 | 500000 | 0 | 500000 | 0 | 500000 | 0 | 500000 | 0 | 500000 | 0 | 500000 | 0 | 500000 | 0
| 500000 | 0 | 500000 | 0 | 500000 | 0 | 500000 | 0 | 500000 | 0 | 500000 | 0 | 500000 | 0 | 500000 | 0 | 500000 | 0 | 500000 | 0 | 500000 | 0 | 500000 | 0 | 500000 | 0 | 500000 | 0 | 500000 | 0
| 500000 | 0 | 500000 | 0 | 500000 | 0 | 500000 | 0 | 500000 | 0 | 500000 | 0 | 500000 | 0 | 500000 | 0 | 500000 | 0 | 500000 | 0 | 500000 | 0 | 500000 | 0 | 500000 | 0 | 500000 | 0 | 500000 | 0
| 500000 | 0 | 500000 | 0 | 500000 | 0 | 500000 | 0 | 500000 | 0 | 500000 | 0 | 500000 | 0 | 500000 | 0 | 500000 | 0 | 500000 | 0 | 500000 | 0 | 500000 | 0 | 500000 | 0 | 500000 | 0 | 500000 | 0
| 500000 | 0 | 500000 | 0 | 500000 | 0 | 500000 | 0 | 500000 | 0 | 500000 | 0 | 500000 | 0 | 500000 | 0 | 500000 | 0 | 500000 | 0 | 500000 | 0 | 500000 | 0 | 500000 | 0 | 500000 | 0 | 500000 | 0
| 500000 | 0 | 500000 | 0 | 500000 | 0 | 500000 | 0 | 500000 | 0 | 500000 | 0 | 500000 | 0 | 500000 | 0 | 500000 | 0 | 500000 | 0 | 500000 | 0 | 500000 | 0 | 500000 | 0 | 500000 | 0 | 500000 | 0
| 500000 | 0 | 500000 | 0 | 500000 | 0 | 500000 | 0 | 500000 | 0 | 500000 | 0 | 500000 | 0 | 500000 | 0 | 500000 | 0 | 500000 | 0 | 500000 | 0 | 500000 | 0 | 500000 | 0 | 500000 | 0 | 500000 | 0
| 500000 | 0 | 500000 | 0 | 500000 | 0 | 500000 | 0 | 500000 | 0 | 500000 | 0 | 500000 | 0 | 500000 | 0 | 500000 | 0 | 500000 | 0 | 500000 | 0 | 500000 | 0 | 500000 | 0 | 500000 | 0 | 500000 | 0
| 500000 | 0 | 500000 | 0 | 500000 | 0 | 500000 | 0 | 500000 | 0 | 500000 | 0 | 500000 | 0 | 500000 | 0 | 500000 | 0 | 500000 | 0 | 500000 | 0 | 500000 | 0 | 500000 | 0 | 500000 | 0 | 500000 | 0
| 500000 | 0 | 500000 | 0 | 500000 | 0 | 500000 | 0 | 500000 | 0 | 500000 | 0 | 500000 | 0 | 500000 | 0 | 500000 | 0 | 500000 | 0 | 500000 | 0 | 500000 | 0 | 500000 | 0 | 500000 | 0 | 500000 | 0
| 500000 | 0 | 500000 | 0 | 500000 | 0 | 500000 | 0 | 500000 | 0 | 500000 | 0 | 500000 | 0 | 500000 | 0 | 500000 | 0 | 500000 | 0 | 500000 | 0 | 500000 | 0 | 500000 | 0 | 500000 | 0 | 500000 | 0
| 500000 | 0 | 500000 | 0 | 500000 | 0 | 500000 | 0 | 500000 | 0 | 500000 | 0 | 500000 | 0 | 500000 | 0 | 500000 | 0 | 500000 | 0 | 500000 | 0 | 500000 | 0 | 500000 | 0 | 500000 | 0 | 500000 | 0
| 500000 | 0 | 500000 | 0 | 500000 | 0 | 500000 | 0 | 500000 | 0 | 500000 | 0 | 500000 | 0 | 500000 | 0 | 500000 | 0 | 500000 | 0 | 500000 | 0 | 500000 | 0 | 500000 | 0 | 500000 | 0 | 500000 | 0
| 500000 | 0 | 500000 | 0 | 500000 | 0 | 500000 | 0 | 500000 | 0 | 500000 | 0 | 500000 | 0 | 500000 | 0 | 500000 | 0 | 500000 | 0 | 500000 | 0 | 500000 | 0 | 500000 | 0 | 500000 | 0 | 500000 | 0
| 500000 | 0 | 500000 | 0 | 500000 | 0 | 500000 | 0 | 500000 | 0 | 500000 | 0 | 500000 | 0 | 500000 | 0 | 500000 | 0 | 500000 | 0 | 500000 | 0 | 500000 | 0 | 500000 | 0 | 500000 | 0 | 500000 | 0
| 500000 | 0 | 500000 | 0 | 500000 | 0 | 500000 | 0 | 500000 | 0 | 500000 | 0 | 500000 | 0 | 500000 | 0 | 500000 | 0 | 500000 | 0 | 500000 | 0 | 500000 | 0 | 500000 | 0 | 500000 | 0 | 500000 | 0
| 500000 | 0 | 500000 | 0 | 500000 | 0 | 500000 | 0 | 500000 | 0 | 500000 | 0 | 500000 | 0 | 500000 | 0 | 500000 | 0 | 500000 | 0 | 500000 | 0 | 500000 | 0 | 500000 | 0 | 500000 | 0 | 500000 | 0
| 500000 | 0 | 500000 | 0 | 500000 | 0 | 500000 | 0 | 500000 | 0 | 500000 | 0 | 500000 | 0 | 500000 | 0 | 500000 | 0 | 500000 | 0 | 500000 | 0 | 500000 | 0 | 500000 | 0 | 500000 | 0 | 500000 | 0
| 500000 | 0 | 500000 | 0 | 500000 | 0 | 500000 | 0 | 500000 | 0 | 500000 | 0 | 500000 | 0 | 500000 | 0 | 500000 | 0 | 500000 | 0 | 500000 | 0 | 500000 | 0 | 500000 | 0 | 500000 | 0 | 500000 | 0
| 500000 | 0 | 500000 | 0 | 500000 | 0 | 500000 | 0 | 500000 | 0 | 500000 | 0 | 500000 | 0 | 500000 | 0 | 500000 | 0 | 500000 | 0 | 500000 | 0 | 500000 | 0 | 500000 | 0 | 500000 | 0 | 500000 | 0
| 500000 | 0 | 500000 | 0 | 500000 | 0 | 500000 | 0 | 500000 | 0 | 500000 | 0 | 500000 | 0 | 500000 | 0 | 500000 | 0 | 500000 | 0 | 500000 | 0 | 500000 | 0 | 500000 | 0 | 500000 | 0 | 500000 | 0
| 500000 | 0 | 500000 | 0 | 500000 | 0 | 500000 | 0 | 500000 | 0 | 500000 | 0 | 500000 | 0 | 500000 | 0 | 500000 | 0 | 500000 | 0 | 500000 | 0 | 500000 | 0 | 500000 | 0 | 500000 | 0 | 500000 | 0
| 500000 | 0 | 500000 | 0 | 500000 | 0 | 500000 | 0 | 500000 | 0 | 500000 | 0 | 500000 | 0 | 500000 | 0 | 500000 | 0 | 500000 | 0 | 500000 | 0 | 500000 | 0 | 500000 | 0 | 500000 | 0 | 500000 | 0
| 500000 | 0 | 500000 | 0 | 500000 | 0 | 500000 | 0 | 500000 | 0 | 500000 | 0 | 500000 | 0 | 500000 | 0 | 500000 | 0 | 500000 | 0 | 500000 | 0 | 500000 | 0 | 500000 | 0 | 500000 | 0 | 500000 | 0
| 500000 | 0 | 500000 | 0 | 500000 | 0 | 500000 | 0 | 500000 | 0 | 500000 | 0 | 500000 | 0 | 500000 | 0 | 500000 | 0 | 500000 | 0 | 500000 | 0 | 500000 | 0 | 500000 | 0 | 500000 | 0 | 500000 | 0
| 500000 | 0 | 500000 | 0 | 500000 | 0 | 500000 | 0 | 500000 | 0 | 500000 | 0 | 500000 | 0 | 500000 | 0 | 500000 | 0 | 500000 | 0 | 500000 | 0 | 500000 | 0 | 500000 | 0 | 500000 | 0 | 500000 | 0
| 500000 | 0 | 500000 | 0 | 500000 | 0 | 500000 | 0 | 500000 | 0 | 500000 | 0 | 500000 | 0 | 500000 | 0 | 500000 | 0 | 500000 | 0 | 500000 | 0 | 500000 | 0 | 500000 | 0 | 500000 | 0 | 500000 | 0
| 500000 | 0 | 500000 | 0 | 500000 | 0 | 500000 | 0 | 500000 | 0 | 500000 | 0 | 500000 | 0 | 500000 | 0 | 500000 | 0 | 500000 | 0 | 500000 | 0 | 500000 | 0 | 500000 | 0 | 500000 | 0 | 500000 | 0
| 500000 | 0 | 500000 | 0 | 500000 | 0 | 500000 | 0 | 500000 | 0 | 500000 | 0 | 500000 | 0 | 500000 | 0 | 500000 | 0 | 500000 | 0 | 500000 | 0 | 500000 | 0 | 500000 | 0 | 500000 | 0 | 500000 | 0
| 500000 | 0 | 500000 | 0 | 500000 | 0 | 500000 | 0 | 500000 | 0 | 500000 | 0 | 500000 | 0 | 500000 | 0 | 500000 | 0 | 500000 | 0 | 500000 | 0 | 500000 | 0 | 500000 | 0 | 500000 | 0 | 500000 | 0
| 500000 | 0 | 500000 | 0 | 500000 | 0 | 500000 | 0 | 500000 | 0 | 500000 | 0 | 500000 | 0 | 500000 | 0 | 500000 | 0 | 500000 | 0 | 500000 | 0 | 500000 | 0 | 500000 | 0 | 500000 | 0 | 500000 | 0
| 500000 | 0 | 500000 | 0 | 500000 | 0 | 500000 | 0 | 500000 | 0 | 500000 | 0 | 500000 | 0 | 500000 | 0 | 500000 | 0 | 500000 | 0 | 500000 | 0 | 500000 | 0 | 500000 | 0 | 500000 | 0 | 500000 | 0
| 500000 | 0 | 500000 | 0 | 500000 | 0 | 500000 | 0 | 500000 | 0 | 500000 | 0 | 500000 | 0 | 500000 | 0 | 500000 | 0 | 500000 | 0 | 500000 | 0 | 500000 | 0 | 500000 | 0 | 500000 | 0 | 500000 | 0
| 500000 | 0 | 500000 | 0 | 500000 | 0 | 500000 | 0 | 500000 | 0 | 500000 | 0 | 500000 | 0 | 500000 | 0 | 500000 | 0 | 500000 | 0 | 500000 | 0 | 500000 | 0 | 500000 | 0 | 500000 | 0 | 500000 | 0
| 500000 | 0 | 500000 | 0 | 500000 | 0 | 500000 | 0 | 500000 | 0 | 500000 | 0 | 500000 | 0 | 500000 | 0 | 500000 | 0 | 500000 | 0 | 500000 | 0 | 500000 | 0 | 500000 | 0 | 500000 | 0 | 500000 | 0
| 500000 | 0 | 500000 | 0 | 500000 | 0 | 500000 | 0 | 500000 | 0 | 500000 | 0 | 500000 | 0 | 500000 | 0 | 500000 | 0 | 500000 | 0 | 500000 | 0 | 500000 | 0 | 500000 | 0 | 500000 | 0 | 500000 | 0
| 500000 | 0 | 500000 | 0 | 500000 | 0 | 500000 | 0 | 500000 | 0 | 500000 | 0 | 500000 | 0 | 500000 | 0 | 500000 | 0 | 500000 | 0 | 500000 | 0 | 500000 | 0 | 500000 | 0 | 500000 | 0 | 500000 | 0
| 500000 | 0 | 500000 | 0 | 500000 | 0 | 500000 | 0 | 500000 | 0 | 500000 | 0 | 500000 | 0 | 500000 | 0 | 500000 | 0 | 500000 | 0 | 500000 | 0 | 500000 | 0 | 500000 | 0 | 500000 | 0 | 500000 | 0
| 500000 | 0 | 500000 | 0 | 500000 | 0 | 500000 | 0 | 500000 | 0 | 500000 | 0 | 500000 | 0 | 500000 | 0 | 500000 | 0 | 500000 | 0 | 500000 | 0 | 500000 | 0 | 500000 | 0 | 500000 | 0 | 500000 | 0
| 500000 | 0 | 500000 | 0 | 500000 | 0 | 500000 | 0 | 500000 | 0 | 500000 | 0 | 500000 | 0 | 500000 | 0 | 500000 | 0 | 500000 | 0 | 500000 | 0 | 500000 | 0 | 500000 | 0 | 500000 | 0 | 500000 | 0
| 500000 | 0 | 500000 | 0 | 500000 | 0 | 500000 | 0 | 500000 | 0 | 500000 | 0 | 500000 | 0 | 500000 | 0 | 500000 | 0 | 500000 | 0 | 500000 | 0 | 500000 | 0 | 500000 | 0 | 500000 | 0 | 500000 | 0
| 500000 | 0 | 500000 | 0 | 500000 | 0 | 500000 | 0 | 500000 | 0 | 500000 | 0 | 500000 | 0 | 500000 | 0 | 500000 | 0 | 500000 | 0 | 500000 | 0 | 500000 | 0 | 500000 | 0 | 500000 | 0 | 500000 | 0
| 500000 | 0 | 500000 | 0 | 500000 | 0 | 500000 | 0 | 500000 | 0 | 500000 | 0 | 500000 | 0 | 500000 | 0 | 500000 | 0 | 500000 | 0 | 500000 | 0 | 500000 | 0 | 500000 | 0 | 500000 | 0 | 500000 | 0
| 500000 | 0 | 500000 | 0 | 500000 | 0 | 500000 | 0 | 500000 | 0 | 500000 | 0 | 500000 | 0 | 500000 | 0 | 500000 | 0 | 500000 | 0 | 500000 | 0 | 500000 | 0 | 500000 | 0 | 500000 | 0 | 500000 | 0
| 500000 | 0 | 500000 | 0 | 500000 | 0 | 500000 | 0 | 500000 | 0 | 500000 | 0 | 500000 | 0 | 500000 | 0 | 500000 | 0 | 500000 | 0 | 500000 | 0 | 500000 | 0 | 500000 | 0 | 500000 | 0 | 500000 | 0
| 500000 | 0 | 500000 | 0 | 500000 | 0 | 500000 | 0 | 500000 | 0 | 500000 | 0 | 500000 | 0 | 500000 | 0 | 500000 | 0 | 500000 | 0 | 500000 | 0 | 500000 | 0 | 500000 | 0 | 500000 | 0 | 500000 | 0
| 500000 | 0 | 500000 | 0 | 500000 | 0 | 500000 | 0 | 500000 | 0 | 500000 | 0 | 500000 | 0 | 500000 | 0 | 500000 | 0 | 500000 | 0 | 500000 | 0 | 500000 | 0 | 500000 | 0 | 500000 | 0 | 500000 | 0
| 500000 | 0 | 500000 | 0 | 500000 | 0 | 500000 | 0 | 500000 | 0 | 500000 | 0 | 500000 | 0 | 500000 | 0 | 500000 | 0 | 500000 | 0 | 500000 | 0 | 500000 | 0 | 500000 | 0 | 500000 | 0 | 500000 | 0
| 500000 | 0 | 500000 | 0 | 500000 | 0 | 500000 | 0 | 500000 | 0 | 500000 | 0 | 500000 | 0 | 500000 | 0 | 500000 | 0 | 500000 | 0 | 500000 | 0 | 500000 | 0 | 500000 | 0 | 500000 | 0 | 500000 | 0
| 500000 | 0 | 500000 | 0 | 500000 | 0 | 500000 | 0 | 500000 | 0 | 500000 | 0 | 500000 | 0 | 500000 | 0 | 500000 | 0 | 500000 | 0 | 500000 | 0 | 500000 | 0 | 500000 | 0 | 500000 | 0 | 500000 | 0
| 500000 | 0 | 500000 | 0 | 500000 | 0 | 500000 | 0 | 500000 | 0 | 500000 | 0 | 500000 | 0 | 500000 | 0 | 500000 | 0 | 500000 | 0 | 500000 | 0 | 500000 | 0 | 500000 | 0 | 500000 | 0 | 500000 | 0
| 500000 | 0 | 500000 | 0 | 500000 | 0 | 500000 | 0 | 500000 | 0 | 500000 | 0 | 500000 | 0 | 500000 | 0 | 500000 | 0 | 500000 | 0 | 500000 | 0 | 500000 | 0 | 500000 | 0 | 500000 | 0 | 500000 | 0
| 500000 | 0 | 500000 | 0 | 500000 | 0 | 500000 | 0 | 500000 | 0 | 500000 | 0 | 500000 | 0 | 500000 | 0 | 500000 | 0 | 500000 | 0 | 500000 | 0 | 500000 | 0 | 500000 | 0 | 500000 | 0 | 500000 | 0
| 500000 | 0 | 500000 | 0 | 500000 | 0 | 500000 | 0 | 500000 | 0 | 500000 | 0 | 500000 | 0 | 500000 | 0 | 500000 | 0 | 500000 | 0 | 500000 | 0 | 500000 | 0 | 500000 | 0 | 500000 | 0 | 500000 | 0
| 500000 | 0 | 500000 | 0 | 500000 | 0 | 500000 | 0 | 500000 | 0 | 500000 | 0 | 500000 | 0 | 500000 | 0 | 500000 | 0 | 500000 | 0 | 500000 | 0 | 500000 | 0 | 500000 | 0 | 500000 | 0 | 500000 | 0
| 500000 | 0 | 500000 | 0 | 500000 | 0 | 500000 | 0 | 500000 | 0 | 500000 | 0 | 500000 | 0 | 500000 | 0 | 500000 | 0 | 500000 | 0 | 500000 | 0 | 500000 | 0 | 500000 | 0 | 500000 | 0 | 500000 | 0
| 500000 | 0 | 500000 | 0 | 500000 | 0 | 500000 | 0 | 500000 | 0 | 500000 | 0 | 500000 | 0 | 500000 | 0 | 500000 | 0 | 500000 | 0 | 500000 | 0 | 500000 | 0 | 500000 | 0 | 500000 | 0 | 500000 | 0
| 500000 | 0 | 500000 | 0 | 500000 | 0 | 500000 | 0 | 500000 | 0 | 500000 | 0 | 500000 | 0 | 500000 | 0 | 500000 | 0 | 500000 | 0 | 500000 | 0 | 500000 | 0 | 500000 | 0 | 500000 | 0 | 500000 | 0
| 500000 | 0 | 500000 | 0 | 500000 | 0 | 500000 | 0 | 500000 | 0 | 500000 | 0 | 500000 | 0 | 500000 | 0 | 500000 | 0 | 500000 | 0 | 500000 | 0 | 500000 | 0 | 500000 | 0 | 500000 | 0 | 500000 | 0
| 500000 | 0 | 500000 | 0 | 500000 | 0 | 500000 | 0 | 500000 | 0 | 500000 | 0 | 500000 | 0 | 500000 | 0 | 500000 | 0 | 500000 | 0 | 500000 | 0 | 500000 | 0 | 500000 | 0 | 500000 | 0 | 500000 | 0
| 500000 | 0 | 500000 | 0 | 500000 | 0 | 500000 | 0 | 500000 | 0 | 500000 | 0 | 500000 | 0 | 500000 | 0 | 500000 | 0 | 500000 | 0 | 500000 | 0 | 500000 | 0 | 500000 | 0 | 500000 | 0 | 500000 | 0
| 500000 | 0 | 500000 | 0 | 500000 | 0 | 500000 | 0 | 500000 | 0 | 500000 | 0 | 500000 | 0 | 500000 | 0 | 500000 | 0 | 500000 | 0 | 500000 | 0 | 500000 | 0 | 500000 | 0 | 500000 | 0 | 500000 | 0
| 500000 | 0 | 500000 | 0 | 500000 | 0 | 500000 | 0 | 500000 | 0 | 500000 | 0 | 500000 | 0 | 500000 | 0 | 500000 | 0 | 500000 | 0 | 500000 | 0 | 500000 | 0 | 500000 | 0 | 500000 | 0 | 500000 | 0
| 500000 | 0 | 500000 | 0 | 500000 | 0 | 500000 | 0 | 500000 | 0 | 500000 | 0 | 500000 | 0 | 500000 | 0 | 500000 | 0 | 500000 | 0 | 500000 | 0 | 500000 | 0 | 500000 | 0 | 500000 | 0 | 500000 | 0
| 500000 | 0 | 500000 | 0 | 500000 | 0 | 500000 | 0 | 500000 | 0 | 500000 | 0 | 500000 | 0 | 500000 | 0 | 500000 | 0 | 500000 | 0 | 500000 | 0 | 500000 | 0 | 500000 | 0 | 500000 | 0 | 500000 | 0
| 500000 | 0 | 500000 | 0 | 500000 | 0 | 500000 | 0 | 500000 | 0 | 500000 | 0 | 500000 | 0 | 500000 | 0 | 500000 | 0 | 500000 | 0 | 500000 | 0 | 500000 | 0 | 500000 | 0 | 500000 | 0 | 500000 | 0
| 500000 | 0 | 500000 | 0 | 500000 | 0 | 500000 | 0 | 500000 | 0 | 500000 | 0 | 500000 | 0 | 500000 | 0 | 500000 | 0 | 500000 | 0 | 500000 | 0 | 500000 | 0 | 500000 | 0 | 500000 | 0 | 500000 | 0
| 500000 | 0 | 500000 | 0 | 500000 | 0 | 500000 | 0 | 500000 | 0 | 500000 | 0 | 500000 | 0 | 500000 | 0 | 500000 | 0 | 500000 | 0 | 500000 | 0 | 500000 | 0 | 500000 | 0 | 500000 | 0 | 500000 | 0
| 500000 | 0 | 500000 | 0 | 500000 | 0 | 500000 | 0 | 500000 | 0 | 500000 | 0 | 500000 | 0 | 500000 | 0 | 500000 | 0 | 500000 | 0 | 500000 | 0 | 500000 | 0 | 500000 | 0 | 500000 | 0 | 500000 | 0
| 500000 | 0 | 500000 | 0 | 500000 | 0 | 500000 | 0 | 500000 | 0 | 500000 | 0 | 500000 | 0 | 500000 | 0 | 500000 | 0 | 500000 | 0 | 500000 | 0 | 500000 | 0 | 500000 | 0 | 500000 | 0 | 500000 | 0
| 500000 | 0 | 500000 | 0 | 500000 | 0 | 500000 | 0 | 500000 | 0 | 500000 | 0 | 500000 | 0 | 500000 | 0 | 500000 | 0 | 500000 | 0 | 500000 | 0 | 500000 | 0 | 500000 | 0 | 500000 | 0 | 500000 | 0
| 500000 | 0 | 500000 | 0 | 500000 | 0 | 500000 | 0 | 500000 | 0 | 500000 | 0 | 500000 | 0 | 500000 | 0 | 500000 | 0 | 500000 | 0 | 500000 | 0 | 500000 | 0 | 500000 | 0 | 500000 | 0 | 500000 | 0
| 500000 | 0 | 500000 | 0 | 500000 | 0 | 500000 | 0 | 500000 | 0 | 500000 | 0 | 500000 | 0 | 500000 | 0 | 500000 | 0 | 500000 | 0 | 500000 | 0 | 500000 | 0 | 500000 | 0 | 500000 | 0 | 500000 | 0
| 500000 | 0 | 500000 | 0 | 500000 | 0 | 500000 | 0 | 500000 | 0 | 500000 | 0 | 500000 | 0 | 500000 | 0 | 500000 | 0 | 500000 | 0 | 500000 | 0 | 500000 | 0 | 500000 | 0 | 500000 | 0 | 500000 | 0
| 500000 | 0 | 500000 | 0 | 500000 | 0 | 500000 | 0 | 500000 | 0 | 500000 | 0 | 500000 | 0 | 500000 | 0 | 500000 | 0 | 500000 | 0 | 500000 | 0 | 500000 | 0 | 500000 | 0 | 500000 | 0 | 500000 | 0
| 500000 | 0 | 500000 | 0 | 500000 | 0 | 500000 | 0 | 500000 | 0 | 500000 | 0 | 500000 | 0 | 500000 | 0 | 500000 | 0 | 500000 | 0 | 500000 | 0 | 500000 | 0 | 500000 | 0 | 500000 | 0 | 500000 | 0
| 500000 | 0 | 500000 | 0 | 500000 | 0 | 500000 | 0 | 500000 | 0 | 500000 | 0 | 500000 | 0 | 500000 | 0 | 500000 | 0 | 500000 | 0 | 500000 | 0 | 500000 | 0 | 500000 | 0 | 500000 | 0 | 500000 | 0
| 500000 | 0 | 500000 | 0 | 500000 | 0 | 500000 | 0 | 500000 | 0 | 500000 | 0 | 500000 | 0 | 500000 | 0 | 500000 | 0 | 500000 | 0 | 500000 | 0 | 500000 | 0 | 500000 | 0 | 500000 | 0 | 500000 | 0
| 500000 | 0 | 500000 | 0 | 500000 | 0 | 500000 | 0 | 500000 | 0 | 500000 | 0 | 500000 | 0 | 500000 | 0 | 500000 | 0 | 500000 | 0 | 500000 | 0 | 500000 | 0 | 500000 | 0 | 500000 | 0 | 500000 | 0
| 500000 | 0 | 500000 | 0 | 500000 | 0 | 500000 | 0 | 500000 | 0 | 500000 | 0 | 500000 | 0 | 500000 | 0 | 500000 | 0 | 500000 | 0 | 500000 | 0 | 500000 | 0 | 500000 | 0 | 500000 | 0 | 500000 | 0
| 500000 | 0 | 500000 | 0 | 500000 | 0 | 500000 | 0 | 500000 | 0 | 500000 | 0 | 500000 | 0 | 500000 | 0 | 500000 | 0 | 500000 | 0 | 500000 | 0 | 500000 | 0 | 500000 | 0 | 500000 | 0 | 500000 | 0
| 500000 | 0 | 500000 | 0 | 500000 | 0 | 500000 | 0 | 500000 | 0 | 500000 | 0 | 500000 | 0 | 500000 | 0 | 500000 | 0 | 500000 | 0 | 500000 | 0 | 500000 | 0 | 500000 | 0 | 500000 | 0 | 500000 | 0
| 500000 | 0 | 500000 | 0 | 500000 | 0 | 500000 | 0 | 500000 | 0 | 500000 | 0 | 500000 | 0 | 500000 | 0 | 500000 | 0 | 500000 | 0 | 500000 | 0 | 500000 | 0 | 500000 | 0 | 500000 | 0 | 500000 | 0
| 500000 | 0 | 500000 | 0 | 500000 | 0 | 500000 | 0 | 500000 | 0 | 500000 | 0 | 500000 | 0 | 500000 | 0 | 500000 | 0 | 500000 | 0 | 500000 | 0 | 500000 | 0 | 500000 | 0 | 500000 | 0 | 500000 | 0
| 500000 | 0 | 500000 | 0 | 500000 | 0 | 500000 | 0 | 500000 | 0 | 500000 | 0 | 500000 | 0 | 500000 | 0 | 500000 | 0 | 500000 | 0 | 500000 | 0 | 500000 | 0 | 500000 | 0 | 500000 | 0 | 500000 | 0
| 500000 | 0 | 500000 | 0 | 500000 | 0 | 500000 | 0 | 500000 | 0 | 500000 | 0 | 500000 | 0 | 500000 | 0 | 500000 | 0 | 500000 | 0 | 500000 | 0 | 500000 | 0 | 500000 | 0 | 500000 | 0 | 500000 | 0
| 500000 | 0 | 500000 | 0 | 500000 | 0 | 500000 | 0 | 500000 | 0 | 500000 | 0 | 500000 | 0 | 500000 | 0 | 500000 | 0 | 500000 | 0 | 500000 | 0 | 500000 | 0 | 500000 | 0 | 500000 | 0 | 500000 | 0
| 500000 | 0 | 500000 | 0 | 500000 | 0 | 500000 | 0 | 500000 | 0 | 500000 | 0 | 500000 | 0 | 500000 | 0 | 500000 | 0 | 500000 | 0 | 500000 | 0 | 500000 | 0 | 500000 | 0 | 500000 | 0 | 500000 | 0
| 500000 | 0 | 500000 | 0 | 500000 | 0 | 500000 | 0 | 500000 | 0 | 500000 | 0 | 500000 | 0 | 500000 | 0 | 500000 | 0 | 500000 | 0 | 500000 | 0 | 500000 | 0 | 500000 | 0 | 500000 | 0 | 500000 | 0
| 500000 | 0 | 500000 | 0 | 500000 | 0 | 500000 | 0 | 500000 | 0 | 500000 | 0 | 500000 | 0 | 500000 | 0 | 500000 | 0 | 500000 | 0 | 500000 | 0 | 500000 | 0 | 500000 | 0 | 500000 | 0 | 500000 | 0
| 500000 | 0 | 500000 | 0 | 500000 | 0 | 500000 | 0 | 500000 | 0 | 500000 | 0 | 500000 | 0 | 500000 | 0 | 500000 | 0 | 500000 | 0 | 500000 | 0 | 500000 | 0 | 500000 | 0 | 500000 | 0 | 500000 | 0
| 500000 | 0 | 500000 | 0 | 500000 | 0 | 500000 | 0 | 500000 | 0 | 500000 | 0 | 500000 | 0 | 500000 | 0 | 500000 | 0 | 500000 | 0 | 500000 | 0 | 500000 | 0 | 500000 | 0 | 500000 | 0 | 500000 | 0
| 500000 | 0 | 500000 | 0 | 500000 | 0 | 500000 | 0 | 500000 | 0 | 500000 | 0 | 500000 | 0 | 500000 | 0 | 500000 | 0 | 500000 | 0 | 500000 | 0 | 500000 | 0 | 500000 | 0 | 500000 | 0 | 500000 | 0
| 500000 | 0 | 500000 | 0 | 500000 | 0 | 500000 | 0 | 500000 | 0 | 500000 | 0 | 500000 | 0 | 500000 | 0 | 500000 | 0 | 500000 | 0 | 500000 | 0 | 500000 | 0 | 500000 | 0 | 500000 | 0 | 500000 | 0
| 500000 | 0 | 500000 | 0 | 500000 | 0 | 500000 | 0 | 500000 | 0 | 500000 | 0 | 500000 | 0 | 500000 | 0 | 500000 | 0 | 500000 | 0 | 500000 | 0 | 500000 | 0 | 500000 | 0 | 500000 | 0 | 500000 | 0
| 500000 | 0 | 500000 | 0 | 500000 | 0 | 500000 | 0 | 500000 | 0 | 500000 | 0 | 500000 | 0 | 500000 | 0 | 500000 | 0 | 500000 | 0 | 500000 | 0 | 500000 | 0 | 500000 | 0 | 500000 | 0 | 500000 | 0
| 500000 | 0 | 500000 | 0 | 500000 | 0 | 500000 | 0 | 500000 | 0 | 500000 | 0 | 500000 | 0 | 500000 | 0 | 500000 | 0 | 500000 | 0 | 500000 | 0 | 500000 | 0 | 500000 | 0 | 500000 | 0 | 500000 | 0
| 500000 | 0 | 500000 | 0 | 500000 | 0 | 500000 | 0 | 500000 | 0 | 500000 | 0 | 500000 | 0 | 500000 | 0 | 500000 | 0 | 500000 | 0 | 500000 | 0 | 500000 | 0 | 500000 | 0 | 500000 | 0 | 500000 | 0
| 500000 | 0 | 500000 | 0 | 500000 | 0 | 500000 | 0 | 500000 | 0 | 500000 | 0 | 500000 | 0 | 500000 | 0 | 500000 | 0 | 500000 | 0 | 500000 | 0 | 500000 | 0 | 500000 | 0 | 500000 | 0 | 500000 | 0
| 500000 | 0 | 500000 | 0 | 500000 | 0 | 500000 | 0 | 500000 | 0 | 500000 | 0 | 500000 | 0 | 500000 | 0 | 500000 | 0 | 500000 | 0 | 500000 | 0 | 500000 | 0 | 500000 | 0 | 500000 | 0 | 500000 | 0
| 500000 | 0 | 500000 | 0 | 500000 | 0 | 500000 | 0 | 500000 | 0 | 500000 | 0 | 500000 | 0 | 500000 | 0 | 500000 | 0 | 500000 | 0 | 500000 | 0 | 500000 | 0 | 500000 | 0 | 500000 | 0 | 500000 | 0
| 500000 | 0 | 500000 | 0 | 500000 | 0 | 500000 | 0 | 500000 | 0 | 500000 | 0 | 500000 | 0 | 500000 | 0 | 500000 | 0 | 500000 | 0 | 500000 | 0 | 500000 | 0 | 500000 | 0 | 500000 | 0 | 500000 | 0
| 500000 | 0 | 500000 | 0 | 500000 | 0 | 500000 | 0 | 500000 | 0 | 500000 | 0 | 500000 | 0 | 500000 | 0 | 500000 | 0 | 500000 | 0 | 500000 | 0 | 500000 | 0 | 500000 | 0 | 500000 | 0 | 500000 | 0
| 500000 | 0 | 500000 | 0 | 500000 | 0 | 500000 | 0 | 500000 | 0 | 500000 | 0 | 500000 | 0 | 500000 | 0 | 500000 | 0 | 500000 | 0 | 500000 | 0 | 500000 | 0 | 500000 | 0 | 500000 | 0 | 500000 | 0
| 500000 | 0 | 500000 | 0 | 500000 | 0 | 500000 | 0 | 500000 | 0 | 500000 | 0 | 500000 | 0 | 500000 | 0 | 500000 | 0 | 500000 | 0 | 500000 | 0 | 500000 | 0 | 500000 | 0 | 500000 | 0 | 500000 | 0
| 500000 | 0 | 500000 | 0 | 500000 | 0 | 500000 | 0 | 500000 | 0 | 500000 | 0 | 500000 | 0 | 500000 | 0 | 500000 | 0 | 500000 | 0 | 500000 | 0 | 500000 | 0 | 500000 | 0 | 500000 | 0 | 500000 | 0
| 500000 | 0 | 500000 | 0 | 500000 | 0 | 500000 | 0 | 500000 | 0 | 500000 | 0 | 500000 | 0 | 500000 | 0 | 500000 | 0 | 500000 | 0 | 500000 | 0 | 500000 | 0 | 500000 | 0 | 500000 | 0 | 500000 | 0
| 500000 | 0 | 500000 | 0 | 500000 | 0 | 500000 | 0 | 500000 | 0 | 500000 | 0 | 500000 | 0 | 500000 | 0 | 500000 | 0 | 500000 | 0 | 500000 | 0 | 500000 | 0 | 500000 | 0 | 500000 | 0 | 500000 | 0
| 500000 | 0 | 500000 | 0 | 500000 | 0 | 500000 | 0 | 500000 | 0 | 500000 | 0 | 500000 | 0 | 500000 | 0 | 500000 | 0 | 500000 | 0 | 500000 | 0 | 500000 | 0 | 500000 | 0 | 500000 | 0 | 500000 | 0
| 500000 | 0 | 500000 | 0 | 500000 | 0 | 500000 | 0 | 500000 | 0 | 500000 | 0 | 500000 | 0 | 500000 | 0 | 500000 | 0 | 500000 | 0 | 500000 | 0 | 500000 | 0 | 500000 | 0 | 500000 | 0 | 500000 | 0
| 500000 | 0 | 500000 | 0 | 500000 | 0 | 500000 | 0 | 500000 | 0 | 500000 | 0 | 500000 | 0 | 500000 | 0 | 500000 | 0 | 500000 | 0 | 500000 | 0 | 500000 | 0 | 500000 | 0 | 500000 | 0 | 500000 | 0
| 500000 | 0 | 500000 | 0 | 500000 | 0 | 500000 | 0 | 500000 | 0 | 500000 | 0 | 500000 | 0 | 500000 | 0 | 500000 | 0 | 500000 | 0 | 500000 | 0 | 500000 | 0 | 500000 | 0 | 500000 | 0 | 500000 | 0
| 500000 | 0 | 500000 | 0 | 500000 | 0 | 500000 | 0 | 500000 | 0 | 500000 | 0 | 500000 | 0 | 500000 | 0 | 500000 | 0 | 500000 | 0 | 500000 | 0 | 500000 | 0 | 500000 | 0 | 500000 | 0 | 500000 | 0
| 500000 | 0 | 500000 | 0 | 500000 | 0 | 500000 | 0 | 500000 | 0 | 500000 | 0 | 500000 | 0 | 500000 | 0 | 500000 | 0 | 500000 | 0 | 500000 | 0 | 500000 | 0 | 500000 | 0 | 500000 | 0 | 500000 | 0
| 500000 | 0 | 500000 | 0 | 500000 | 0 | 500000 | 0 | 500000 | 0 | 500000 | 0 | 500000 | 0 | 500000 | 0 | 500000 | 0 | 500000 | 0 | 500000 | 0 | 500000 | 0 | 500000 | 0 | 500000 | 0 | 500000 | 0
| 500000 | 0 | 500000 | 0 | 500000 | 0 | 500000 | 0 | 500000 | 0 | 500000 | 0 | 500000 | 0 | 500000 | 0 | 500000 | 0 | 500000 | 0 | 500000 | 0 | 500000 | 0 | 500000 | 0 | 500000 | 0 | 500000 | 0
| 500000 | 0 | 500000 | 0 | 500000 | 0 | 500000 | 0 | 500000 | 0 | 500000 | 0 | 500000 | 0 | 500000 | 0 | 500000 | 0 | 500000 | 0 | 500000 | 0 | 500000 | 0 | 500000 | 0 | 500000 | 0 | 500000 | 0
| 500000 | 0 | 500000 | 0 | 500000 | 0 | 500000 | 0 | 500000 | 0 | 500000 | 0 | 500000 | 0 | 500000 | 0 | 500000 | 0 | 500000 | 0 | 500000 | 0 | 500000 | 0 | 500000 | 0 | 500000 | 0 | 500000 | 0
| 500000 | 0 | 500000 | 0 | 500000 | 0 | 500000 | 0 | 500000 | 0 | 500000 | 0 | 500000 | 0 | 500000 | 0 | 500000 | 0 | 500000 | 0 | 500000 | 0 | 500000 | 0 | 500000 | 0 | 500000 | 0 | 500000 | 0
| 500000 | 0 | 500000 | 0 | 500000 | 0 | 500000 | 0 | 500000 | 0 | 500000 | 0 | 500000 | 0 | 500000 | 0 | 500000 | 0 | 500000 | 0 | 500000 | 0 | 500000 | 0 | 500000 | 0 | 500000 | 0 | 500000 | 0
| 500000 | 0 | 500000 | 0 | 500000 | 0 | 500000 | 0 | 500000 | 0 | 500000 | 0 | 500000 | 0 | 500000 | 0 | 500000 | 0 | 500000 | 0 | 500000 | 0 | 500000 | 0 | 500000 | 0 | 500000 | 0 | 500000 | 0
| 500000 | 0 | 500000 | 0 | 500000 | 0 | 500000 | 0 | 500000 | 0 | 500000 | 0 | 500000 | 0 | 500000 | 0 | 500000 | 0 | 500000 | 0 | 500000 | 0 | 500000 | 0 | 500000 | 0 | 500000 | 0 | 500000 | 0
| 500000 | 0 | 500000 | 0 | 500000 | 0 | 500000 | 0 | 500000 | 0 | 500000 | 0 | 500000 | 0 | 500000 | 0 | 500000 | 0 | 500000 | 0 | 500000 | 0 | 500000 | 0 | 500000 | 0 | 500000 | 0 | 500000 | 0
| 500000 | 0 | 500000 | 0 | 500000 | 0 | 500000 | 0 | 500000 | 0 | 500000 | 0 | 500000 | 0 | 500000 | 0 | 500000 | 0 | 500000 | 0 | 500000 | 0 | 500000 | 0 | 500000 | 0 | 500000 | 0 | 500000 | 0
| 500000 | 0 | 500000 | 0 | 500000 | 0 | 500000 | 0 | 500000 | 0 | 500000 | 0 | 500000 | 0 | 500000 | 0 | 500000 | 0 | 500000 | 0 | 500000 | 0 | 500000 | 0 | 500000 | 0 | 500000 | 0 | 500000 | 0
| 500000 | 0 | 500000 | 0 | 500000 | 0 | 500000 | 0 | 500000 | 0 | 500000 | 0 | 500000 | 0 | 500000 | 0 | 500000 | 0 | 500000 | 0 | 500000 | 0 | 500000 | 0 | 500000 | 0 | 500000 | 0 | 500000 | 0
| 500000 | 0 | 500000 | 0 | 500000 | 0 | 500000 | 0 | 500000 | 0 | 500000 | 0 | 500000 | 0 | 500000 | 0 | 500000 | 0 | 500000 | 0 | 500000 | 0 | 500000 | 0 | 500000 | 0 | 500000 | 0 | 500000 | 0
| 500000 | 0 | 500000 | 0 | 500000 | 0 | 500000 | 0 | 500000 | 0 | 500000 | 0 | 500000 | 0 | 500000 | 0 | 500000 | 0 | 500000 | 0 | 500000 | 0 | 500000 | 0 | 500000 | 0 | 500000 | 0 | 500000 | 0
| 500000 | 0 | 500000 | 0 | 500000 | 0 | 500000 | 0 | 500000 | 0 | 500000 | 0 | 500000 | 0 | 500000 | 0 | 500000 | 0 | 500000 | 0 | 500000 | 0 | 500000 | 0 | 500000 | 0 | 500000 | 0 | 500000 | 0
| 500000 | 0 | 500000 | 0 | 500000 | 0 | 500000 | 0 | 500000 | 0 | 500000 | 0 | 500000 | 0 | 500000 | 0 | 500000 | 0 | 500000 | 0 | 500000 | 0 | 500000 | 0 | 500000 | 0 | 500000 | 0 | 500000 | 0
| 500000 | 0 | 500000 | 0 | 500000 | 0 | 500000 | 0 | 500000 | 0 | 500000 | 0 | 500000 | 0 | 500000 | 0 | 500000 | 0 | 500000 | 0 | 500000 | 0 | 500000 | 0 | 500000 | 0 | 500000 | 0 | 500000 | 0
| 500000 | 0 | 500000 | 0 | 500000 | 0 | 500000 | 0 | 500000 | 0 | 500000 | 0 | 500000 | 0 | 500000 | 0 | 500000 | 0 | 500000 | 0 | 500000 | 0 | 500000 | 0 | 500000 | 0 | 500000 | 0 | 500000 | 0
| 500000 | 0 | 500000 | 0 | 500000 | 0 | 500000 | 0 | 500000 | 0 | 500000 | 0 | 500000 | 0 | 500000 | 0 | 500000 | 0 | 500000 | 0 | 500000 | 0 | 500000 | 0 | 500000 | 0 | 500000 | 0 | 500000 | 0
| 500000 | 0 | 500000 | 0 | 500000 | 0 | 500000 | 0 | 500000 | 0 | 500000 | 0 | 500000 | 0 | 500000 | 0 | 500000 | 0 | 500000 | 0 | 500000 | 0 | 500000 | 0 | 500000 | 0 | 500000 | 0 | 500000 | 0
| 500000 | 0 | 500000 | 0 | 500000 | 0 | 500000 | 0 | 500000 | 0 | 500000 | 0 | 500000 | 0 | 500000 | 0 | 500000 | 0 | 500000 | 0 | 500000 | 0 | 500000 | 0 | 500000 | 0 | 500000 | 0 | 500000 | 0
| 500000 | 0 | 500000 | 0 | 500000 | 0 | 500000 | 0 | 500000 | 0 | 500000 | 0 | 500000 | 0 | 500000 | 0 | 500000 | 0 | 500000 | 0 | 500000 | 0 | 500000 | 0 | 500000 | 0 | 500000 | 0 | 500000 | 0
| 500000 | 0 | 500000 | 0 | 500000 | 0 | 500000 | 0 | 500000 | 0 | 500000 | 0 | 500000 | 0 | 500000 | 0 | 500000 | 0 | 500000 | 0 | 500000 | 0 | 500000 | 0 | 500000 | 0 | 500000 | 0 | 500000 | 0
| 500000 | 0 | 500000 | 0 | 500000 | 0 | 500000 | 0 | 500000 | 0 | 500000 | 0 | 500000 | 0 | 500000 | 0 | 500000 | 0 | 500000 | 0 | 500000 | 0 | 500000 | 0 | 500000 | 0 | 500000 | 0 | 500000 | 0
| 500000 | 0 | 500000 | 0 | 500000 | 0 | 500000 | 0 | 500000 | 0 | 500000 | 0 | 500000 | 0 | 500000 | 0 | 500000 | 0 | 500000 | 0 | 500000 | 0 | 500000 | 0 | 500000 | 0 | 500000 | 0 | 500000 | 0
| 500000 | 0 | 500000 | 0 | 500000 | 0 | 500000 | 0 | 500000 | 0 | 500000 | 0 | 500000 | 0 | 500000 | 0 | 500000 | 0 | 500000 | 0 | 500000 | 0 | 500000 | 0 | 500000 | 0 | 500000 | 0 | 500000 | 0
| 500000 | 0 | 500000 | 0 | 500000 | 0 | 500000 | 0 | 500000 | 0 | 500000 | 0 | 500000 | 0 | 500000 | 0 | 500000 | 0 | 500000 | 0 | 500000 | 0 | 500000 | 0 | 500000 | 0 | 500000 | 0 | 500000 | 0
| 500000 | 0 | 500000 | 0 | 500000 | 0 | 500000 | 0 | 500000 | 0 | 500000 | 0 | 500000 | 0 | 500000 | 0 | 500000 | 0 | 500000 | 0 | 500000 | 0 | 500000 | 0 | 500000 | 0 | 500000 | 0 | 500000 | 0
| 500000 | 0 | 500000 | 0 | 500000 | 0 | 500000 | 0 | 500000 | 0 | 500000 | 0 | 500000 | 0 | 500000 | 0 | 500000 | 0 | 500000 | 0 | 500000 | 0 | 500000 | 0 | 500000 | 0 | 500000 | 0 | 500000 | 0
| 500000 | 0 | 500000 | 0 | 500000 | 0 | 500000 | 0 | 500000 | 0 | 500000 | 0 | 500000 | 0 | 500000 | 0 | 500000 | 0 | 500000 | 0 | 500000 | 0 | 500000 | 0 | 500000 | 0 | 500000 | 0 | 500000 | 0
| 500000 | 0 | 500000 | 0 | 500000 | 0 | 500000 | 0 | 500000 | 0 | 500000 | 0 | 500000 | 0 | 500000 | 0 | 500000 | 0 | 500000 | 0 | 500000 | 0 | 500000 | 0 | 500000 | 0 | 500000 | 0 | 500000 | 0
| 500000 | 0 | 500000 | 0 | 500000 | 0 | 500000 | 0 | 500000 | 0 | 500000 | 0 | 500000 | 0 | 500000 | 0 | 500000 | 0 | 500000 | 0 | 500000 | 0 | 500000 | 0 | 500000 | 0 | 500000 | 0 | 500000 | 0
| 500000 | 0 | 500000 | 0 | 500000 | 0 | 500000 | 0 | 500000 | 0 | 500000 | 0 | 500000 | 0 | 500000 | 0 | 500000 | 0 | 500000 | 0 | 500000 | 0 | 500000 | 0 | 500000 | 0 | 500000 | 0 | 500000 | 0
| 500000 | 0 | 500000 | 0 | 500000 | 0 | 500000 | 0 | 500000 | 0 | 500000 | 0 | 500000 | 0 | 500000 | 0 | 500000 | 0 | 500000 | 0 | 500000 | 0 | 500000 | 0 | 500000 | 0 | 500000 | 0 | 500000 | 0
| 500000 | 0 | 500000 | 0 | 500000 | 0 | 500000 | 0 | 500000 | 0 | 500000 | 0 | 500000 | 0 | 500000 | 0 | 500000 | 0 | 500000 | 0 | 500000 | 0 | 500000 | 0 | 500000 | 0 | 500000 | 0 | 500000 | 0
| 500000 | 0 | 500000 | 0 | 500000 | 0 | 500000 | 0 | 500000 | 0 | 500000 | 0 | 500000 | 0 | 500000 | 0 | 500000 | 0 | 500000 | 0 | 500000 | 0 | 500000 | 0 | 500000 | 0 | 500000 | 0 | 500000 | 0
| 500000 | 0 | 500000 | 0 | 500000 | 0 | 500000 | 0 | 500000 | 0 | 500000 | 0 | 500000 | 0 | 500000 | 0 | 500000 | 0 | 500000 | 0 | 500000 | 0 | 500000 | 0 | 500000 | 0 | 500000 | 0 | 500000 | 0

## 2b. Proposed Design Plot
This plot is generated automatically from the tab "2a. Proposed Design"
0.1037
0.0400
LCOE target
LCOE
$/kWh
$/kWh
……

## 2c. Summary of Changes
Summary and justification of changes |  | This page summarizes the changes between the "Original Design" (Sheet 1a) and the "Proposed Design" (Sheet 2a). Please use Sheet 2a as the basis for information on this sheet, including "cell number"
Cell number | Corresponding variable | Description of change made | Brief justification of change
H9 (EXAMPLE ONLY) | Mass of Rotor Blades | New value is 1/3 of previous value | We propose a new blade design that … | THIS LINE SERVES AS AN EXAMPLE
F16 - L16 (EXAMPLE ONLY) | XYZ (NEW) | Added a new required component, XYZ, and included its mass (##), ft (##), fm (##), and fi (##) | XYZ is required for this design, but it will enable reduction in mass elsewhere in the system… | THIS LINE SERVES AS AN EXAMPLE

## About
SHARKS Program (Submarine Hydrokinetic And Riverine Kilo/megawatt Systems)
This workbook corresponds to ARPA-E DE-FOA-0002334 (Section I.C.2) and DE-FOA-0002335 (Section I.D.2).
ARPA-E, U.S. Department of Energy, Washington D.C. (https://arpaefoa.energy.gov)
Version 2.0 (April 2020)
The ARPA-E SHARKS Program seeks to develop new designs for economically attractive Hydrokinetic Turbines (HKT) for tidal and riverine currents. The program urges the application of Control Co-Design (CCD), Co-Design (CD), and Designing-for-OpEx (DFO) methodologies to HKT design. These three design methodologies require the concurrent (rather than sequential) application of a wide range of disciplines, starting at the conceptual design stage.
The two-dimensional LCOE Metric Space introduced here considers the swept-rotor-area per equivalent mass (M2) and the power generation efficiency (M1) of the HKT, and guides the research to navigate across resulting LCOE isolines. Three tasks can be applied to optimize the system design: Task T1 includes technological innovations that increase M1, which is the total efficiency from the kinetic energy of water to the electrical energy at the output of the turbine; Task T2 focuses on increasing M2, which is the swept area of the rotor normalized by the equivalent mass of the system; Task T3 are innovations that move down the LCOE isolines by decreasing operation and maintenance expenses, OpEx, from OpEx1 to OpEx2, with OpEx2 < OpEx1.
In general, the Excel workbook files are named S#_SHARKS_MetricSpaceWorkbook.xlsx and are provided to calculate the M1 and M2 metrics and the LCOE front in the metric space of the SHARKS Program. The information about the new HKT designs proposed by the applicants must be introduced in tab "2a. Proposed Design". Numbers that differ from the "1a. Original Design" must be included in "2c. Summary of Changes". Typically, the cells to be modified in "2a. Proposed Design" are the ones with brown numbers. Cells with black numbers are calculated by equations. If the proposed design needs different equations from the ones in this document, this has to be justified in tab 2c as well. The plots in tabs 1b and 2b are generated automatically from tabs 1a and 2a respectively. Cost of electrical lines and substation are excluded. The case proposed in "1a. Original Design" and "1b. Original Design Plot" is Case S# of the SHARKS FOA document.
Version 1.1 allows vCutIn to be as low as 1 m/s, which doesn't affect wind energy systems, but is useful for calculations of tidal energy converters.
Version 1.2 allows vCutIn to be as low as 0 m/s and a better resolution on the Weibull distribution.
Version 2.0 adapted for SHARKS FOA.

## Glossary
Glossary of terms |  | This page describes the main variables used in this Workbook
Cell | Name | Units | Variable | Description
A2, B24 | Metric M1 | -- | M1 | M1 = Pe1 / Pw1 = Cp µ
A3, F21 | Metric M2 | m2/kg | M2 | M2 = Ar / Meq
A4, N12 | Levelized cost of energy | $/kWh | LCOE | LCOE = (FCR CapEx + OpEx) / AEP
A5, N3 | Levelized cost of energy target | $/kWh | LCOE target | Value of the target levelized cost of energy
A10 | Water density | kg/m3 | ρ | Water density at the HKT
A11 | Swept rotor area | m2 | Ar | For both, Parallel-Axis Hydrokinetic Turbines (PAHKT) and Orthogonal-Axis Hydrokinetic Turbines (OAHKT), Ar is the area of the cross-section of the rotor, perpendicular to the water direction. For Kite-type Energy Systems, Ar is the area of the annular path described by the tethered system.
A12 | Water speed below rated | m/s | V1 | Selected undisturbed upstream below-rated water velocity, assuming a perfect maximum power point tracking (MPPT) control strategy (e.g., 1.5 m/s)
A13 | Water power at V1 | W | Pw1 | Power of the water at V1
A14 | Electrical power at V1 | We | Pe1 | Electrical power generation at V1 at the output of the system
A15 | Generator losses | p.u. | Lg | Generator losses
A16 | Drive-train losses | p.u. | Ldt | Drive-train (gearbox and power electronics) losses
A17 | Wake effect losses | p.u. | Lw | Wake effect losses due to the hydrodynamic interaction of turbines in the farm
A18 | Electrical losses | p.u. | Le | Electrical losses (substation and electrical lines, intra-array and array-to-shore)
A19 | Other losses | p.u. | Lo | Other losses
A20 | Water turbine availavility | p.u. | Av | HKT availability to generate power given water conditions between cut in and cut out velocities
A21 | Maximum power coefficient | p.u. | Cp | Maximum hydrodynamic power coefficient; Cp = Cpmax
A22 | Electromechanical eff. | p.u. | µ | Efficiency of the electromechanical system; µ = (1 - Lg)(1 - Ldt)(1 - Lw)(1 - Le)(1 - Lo)Av
L8 | Original component mass | kg | mcj | Mass of each individual component j (rotor, nacelle, structure, floating system, mooring system, anchoring/foundation system)
H8 | Equivalent component mass | kg | mj | Equivalent mass of component j as made of steel of reference. mj = ft (1 + fm + fi) mcj
G20 | Equivalent mass | kg | Meq | Sum of equivalent component masses. Meq = ∑mj
N4 | Csref (Steel ref) | $/kg | Csref | Cost of steel of reference
N5 | Cut in velocity | m/s | vCutIn | Minimum water velocity for HKT power generation
N6 | Cut out velocity | m/s | vCutOut | Maximum water velocity for HKT power generation
N7 | Fixed charge rate | 1/yr | FCR | Factor to translate capital expenditure to a per year cost over the project lifetime
N8 | Rated power | We | Per | Rated electric power at the output of the HKT
N9 | Operating expense per kW | $/kWe/yr | OpExPerKW | Operating expense per kW of electrical output
N10 | Operating expense | $/yr | OpEx | Operation and maintenance cost of HKT per year
N11 | Capital expenditure | $ | CapEx | Capital cost of HKT; CapEx = Meq * Csref
F23 | Average cross-section at the site | m2 | meanCS | Average flow cross-section of the site; meanCS = meanWidth x meanDepth
F24 | Average width | m | meanWidth | Average width of the site
F25 | Average depth | m | meanDepth | Average depth of the site
N13 | Cell index of cut in velocity | -- | indVin | Excel cell index corresponding to cut in velocity
N14 | Cell index of cut out velocity | -- | indVoff | Excel cell index corresponding to cut out velocity
N15 | Number of hours in year | hr/yr | nHoursYear | = 24hr/day * 365 day/yr
N16 | Water velocity array interval | -- | interval | Resolution of the velocity array
N17 | Inverse of interval | -- | kk | = 1/interval
N18 | Length of velocity array | -- | nV0 | Number of elements in velocity array
N19 | Average water velocity | m/s | meanWaterVel | Average water velocity at the site; determined by frequency distribution
N20 | Rated water velocity | m/s | ratedWaterVel | Rated water velocity at the site; determined by the rated power at the site
N21 | Watt-hours per year | Wh/yr | WhYear | Energy produced by the HKT in one year at the selected site; calculated by the convolution of the power curve of the HKT and the ater velocity probability distribution
N22 | Capacity factor | % | CF | CF = WhYear / (Per * nHoursYear) * 100
N23 | Annual energy production | kWh/yr | AEP | AEP = WhYear / 1000
T2 | Material factor | -- | ft | Ratio between the cost of one kilogram of the original material divided by one kilogram of steel of reference
T15 | Manufacturing factor | -- | fm | Ratio between the cost per kilogram of the manufacturing of the component divided by the cost of one kilogram of the original material of the component
U15 | Installation factor | -- | fi | Ratio between the cost per kilogram of the installation of the component divided by the cost of one kilogram of the original material of the component
-- | Hydrokinetic Turbine | -- | HKT | Includes hydrokinetic turbine, floating platform, mooring system, etc.