{"text_format":"2","workbook":"xlsx","n_sheets":7,"sheets":["1a. Original Design","1b. Original Design Plot","2a. Proposed Design","2b. Proposed Design Plot","2c. Summary of Changes","About","Glossary"],"not_rendered":{"charts":2,"images":0,"macros":0,"external_links":0,"defined_names":0,"comments":0,"pivot_tables":0},"unopened":[],"bounds":{"document_bytes":16777216,"sheet_cells":100000,"run_cost":"one","rows_first":2000,"rows_last":500,"rows_between":2000,"halvings":0,"cell_chars":16384,"cell_head_chars":4096},"cells_cut":0,"cells_raw":0,"read":"whole","date_system":"1900"}

{"sheet":"1a. Original Design","index":0,"n_rows":956,"n_cols":31,"rows_kept":956,"cut":false,"hidden":false,"merged":[[24,17,24,18],[2,8,2,11],[3,8,3,11],[22,5,22,6],[0,6,3,7]]}
["Original Case S2 (System S2, Tidal, Remote area)",{"$nulls":5},"Please do not change the numbers of this page (\"1a. Original design\").\nThis is Case S2 of the SHARKS FOA document.",{"$nulls":6},"LCOE calculation",null,null,null,"Factors: material, manufacturing, and installation (dimensionless)"]
["M1",{"$f":"C24","v":0.37957276055159994},"--",{"$nulls":10},"LCOE original",{"$f":"O12","v":0.24772773659316477},"$/kWh",null,null,"Material","Material factor ft"]
["M2",{"$f":"G21","v":3.0028550422764446E-4},"m2/kg",{"$nulls":5},"Brown numbers = input data",{"$nulls":4},"LCOE target",{"$f":"0.105","v":0.105},"$/kWh",null,null,"Aluminum alloys",{"$f":"8/$O$4","v":4}]
["LCOE",{"$f":"O12","v":0.24772773659316477},"$/kWh",{"$nulls":5},"Black numbers =  result of equations",{"$nulls":4},"Csref (Steel ref)",{"$f":"2","v":2},"$/kg",null,null,"Brass (70Cu30Zn, annealed)",{"$f":"2.2/$O$4","v":1.1000000000000001}]
["LCOE target",{"$f":"O3","v":0.105},"$/kWh",{"$nulls":10},"vCutIn",0.55000000000000004,"m/s",null,null,"CFRP Laminate (carbon fiber reinforced polymer)",{"$f":"160/$O$4","v":80}]
[{"$nulls":5},"M2 calculation",{"$nulls":7},"vCutOut",3.1,"m/s",null,null,"Copper alloys",{"$f":"3/$O$4","v":1.5}]
[{"$nulls":13},"FCR",{"$f":"0.082","v":8.2000000000000003E-2},"1/yr",null,null,"GFRP Laminate (glass-fiber reinforced plastic or fiberglass)",{"$f":"8/$O$4","v":4}]
["M1 calculation",{"$nulls":4},"j","Component","mj  (kg)","ftj","fmj","fij","mcj (kg)",null,"Per (rated power)",{"$f":"20000","v":20000},"We",null,null,"Lead alloys",{"$f":"1.2/$O$4","v":0.6}]
[{"$nulls":5},1,"Rotor (blades, hub)",{"$f":"I9*(1+J9+K9)*L9","v":11545.785418000001},{"$f":"T7","v":4},{"$f":"T16","v":2.8006600000000001},{"$f":"U16","v":6.3649999999999998E-2},{"$f":"746.95","v":746.95},null,"OpExPerKW",{"$f":"197","v":197},"$/kW/yr",null,null,"Nickel alloys",{"$f":"6/$O$4","v":3}]
["Water density","ρ",{"$f":"1025","v":1025},"kg/m3",null,2,"Nacelle (generator, drive-train, PTO, yaw, bearings, pitch…)",{"$f":"I10*(1+J10+K10)*L10","v":10382.859966600001},{"$f":"T12","v":1},{"$f":"T17","v":2.8006600000000001},6.3649999999999998E-2,{"$f":"2686.86","v":2686.86},null,"OpEx",{"$f":"O9*O8/1000","v":3940},"$/yr",null,null,"Pre-stressed concrete",{"$f":"0.6/$O$4","v":0.3}]
["Swept rotor area","Ar",{"$f":"21.2058","v":21.2058},"m2",null,3,"Structure (tower, cross-arm, columns...)",{"$f":"I11*(1+J11+K11)*L11","v":11975.442925600002},{"$f":"T12","v":1},8.0323600000000006,6.3649999999999998E-2,{"$f":"1316.56","v":1316.56},null,"CapEx",{"$f":"H20*O4","v":141237.58690612001},"$",null,null,"Titanium alloys",{"$f":"45/$O$4","v":22.5}]
["Water speed below rated","V1",{"$f":"1.5","v":1.5},"m/s",null,4,"Floating system (floaters, ballast…)",14253.634233000002,{"$f":"T12","v":1},7.83725,6.3649999999999998E-2,{"$f":"1601.37","v":1601.37},null,"LCOE",{"$f":"($O$7*$O$11+$O$10)/$O$23","v":0.24772773659316477},"$/kWh",null,null,"Steel of reference, to calculate ft factors",{"$f":"2/$O$4","v":1}]
["Water power at V1","Pw1",{"$f":"0.5*C10*C11*C12^3","v":36679.407187500001},"W",null,5,"Mooring system (ropes, connection…)",{"$f":"I13*(1+J13+K13)*L13","v":488.2872984},{"$f":"T12","v":1},1.72207,0.11747,{"$f":"171.96","v":171.96},null,"indVin",{"$f":"IF(O5=B30,ROW(B30),ROW(B30)+MATCH(O5,B30:B270))-1","v":41},"--"]
["Electrical power at V1","Pe1",{"$f":"0.5*C10*C11*C12^3*C21*C22","v":13922.503841555574},"We",null,6,"Anchoring/foundation system",{"$f":"I14*(1+J14+K14)*L14","v":21972.783611460003},{"$f":"T10","v":0.3},1.72207,0.11747,{"$f":"25793.83","v":25793.83},null,"indVoff",{"$f":"IF(O6=B30,ROW(B30),ROW(B30)+MATCH(O6,B30:B270))","v":93},"--"]
["Generator losses","Lg",{"$f":"0.03","v":0.03},"p.u.",{"$nulls":9},"nHoursYear",{"$f":"8760","v":8760},"hr/yr",null,"j","Component (j = 1 to 7)","Manufacturing factor fm","Installation factor fi"]
["Drive-train losses","Ldt",{"$f":"0.035","v":3.5000000000000003E-2},"p.u.",{"$nulls":9},"interval",{"$f":"0.05","v":0.05},"--",null,1,{"$f":"G9","v":"Rotor (blades, hub)"},{"$f":"2.80066","v":2.8006600000000001},{"$f":"0.06365","v":6.3649999999999998E-2}]
["Wake effect losses","Lw",{"$f":"0","v":0},"p.u.",{"$nulls":9},"kk",{"$f":"1/O16","v":20},"--",null,2,{"$f":"G10","v":"Nacelle (generator, drive-train, PTO, yaw, bearings, pitch…)"},{"$f":"2.80066","v":2.8006600000000001},{"$f":"0.06365","v":6.3649999999999998E-2}]
["Electrical losses","Le",{"$f":"0","v":0},"p.u.",{"$nulls":9},"nV0",{"$f":"COUNT(B30:B320)","v":291},"--",null,3,"Structure (tower, cross-arm, columns...)",{"$f":"8.03236","v":8.0323600000000006},{"$f":"0.06365","v":6.3649999999999998E-2}]
["Other losses","Lo",{"$f":"1-(0.99*0.98)","v":2.9800000000000049E-2},"p.u.",{"$nulls":9},"meanWaterVel",{"$f":"SUMPRODUCT(B30:B330,O30:O330)","v":1.0432467828265555},"m/s",null,4,"Floating system (floaters, ballast…)",{"$f":"7.83725","v":7.83725},{"$f":"0.06365","v":6.3649999999999998E-2}]
["Water turbine availavility","Av",{"$f":"0.9288","v":0.92879999999999996},"p.u.",null,null,"Meq",{"$f":"SUM(H9:H19)","v":70618.793453060003},"kg",{"$nulls":4},"ratedWaterVel",{"$f":"INDIRECT(ADDRESS(ROW(E29)+MATCH(O8,E30:E330,0),COLUMN(B29)))","v":1.7000000000000008},"m/s",null,5,"Mooring system (ropes, connection…)",{"$f":"1.72207","v":1.72207},{"$f":"0.11747","v":0.11747}]
["Max. power coefficient","Cp",{"$f":"0.45","v":0.45},"p.u.",null,"M2",{"$f":"C11/H20","v":3.0028550422764446E-4},"m2/kg",{"$nulls":5},"WhYear",{"$f":"MAX(F30:F320)","v":62655406.858184263},"Wh/yr",null,6,"Anchoring/foundation system",{"$f":"1.72207","v":1.72207},{"$f":"0.11747","v":0.11747}]
["Electromechanical eff.","µ",{"$f":"(1-C15)*(1-C16)*(1-C17)*(1-C18)*(1-C19)*C20","v":0.84349502344799987},"p.u.",{"$nulls":9},"CF",{"$f":"O21/(O15*O8)*100","v":35.762218526360876},"%"]
["Water-to-electron eff.","Pe1/Pw1",{"$f":"C14/C13","v":0.3795727605516},"p.u.",null,"Average cross section in this site, meanCS, (m2)",null,{"$f":"H24*H25","v":210000},{"$nulls":5},"AEP",{"$f":"O15*O8*(O22/100)/1000","v":62655.406858184258},"kWh/yr"]
[null,"M1",{"$f":"C21*C22","v":0.37957276055159994},"--",null,"meanWidth","Average width (m)",3500]
[{"$nulls":5},"meanDepth","Average depth (m)",60,{"$nulls":9},"Cost of electrical lines (intra-farm and farm to shore) and substation are excluded"]
[]
[]
["LCOE calculations (should not need to change anything below this row)"]
[null,"V0","Pwater","h1","Pelec","WhYear",null,null,"Original S2 LCOE","Target S2 LCOE",null,null,null,"Speed (m/s)","Time","Site (Tidal): Snipe Island at Metlakatla, in Alaska"]
[null,0,{"$f":"0.5*$C$10*$C$11*(B30)^3","v":0},{"$f":"IF(B30<$O$5,0,IF(B30>$O$6, 0,O30))","v":0},{"$f":"IF(B30<$O$5,0,IF(C30*$C$24>$O$8,$O$8,C30*$C$24))","v":0},{"$f":"IF(B30>$O$6,0,IF(B30<$O$5,0,IF(ROW(B30)>ROW($B$30),OFFSET(INDIRECT(ADDRESS(ROW(), COLUMN())),-1,0)+$O$15*D30*E30,IF(ROW(B30)=ROW($B$30),$O$15*D30*E30,0))))","v":0},null,"M1","M2","M2",null,null,null,0,0]
[null,{"$f":"B30+$O$16","v":0.05},{"$f":"0.5*$C$10*$C$11*(B31)^3","v":1.3584965625000003},{"$f":"IF(B31<$O$5,0,IF(B31>$O$6, 0,O31))","v":0},0,0,null,{"$f":"B341","v":0.1},{"$f":"B336","v":1.5571533733823313E-3},{"$f":"B649","v":212058},null,null,null,0.05,3.0862088600387201E-2]
[null,0.1,10.867972500000002,0,0,0,null,{"$f":"D341","v":0.11601293999999999},{"$f":"D336","v":1.1221034754431156E-3},{"$f":"D649","v":212058},null,null,null,0.1,2.3004213643093002E-2]
[null,0.15000000000000002,36.679407187500011,0,0,0,null,{"$f":"F341","v":0.13459002},{"$f":"F336","v":8.6235378514804787E-4},{"$f":"F649","v":212058},null,null,null,0.15,2.9153854914018899E-2]
[null,0.2,86.943780000000018,0,0,0,null,{"$f":"H341","v":0.15614184},{"$f":"H336","v":6.9277737848080138E-4},{"$f":"H649","v":212058},null,null,null,0.2,2.3118095888850901E-2]
[null,0.25,169.8120703125,0,0,0,null,{"$f":"J341","v":0.18114473},{"$f":"J336","v":5.7432534320614936E-4},{"$f":"J649","v":1.1726941194745134E-2},null,null,null,0.25,2.73317389818927E-2]
[null,0.3,293.43525749999998,0,0,0,null,{"$f":"L341","v":0.21015133},{"$f":"L336","v":4.8792867149023353E-4},{"$f":"L649","v":4.6306975326558088E-3},null,null,null,0.3,2.9723266142808302E-2]
[null,0.35,465.96432093749991,0,0,0,null,{"$f":"N341","v":0.24380273},{"$f":"N336","v":4.2280017504338222E-4},{"$f":"N649","v":2.8590876261545889E-3},null,null,null,0.35,2.6420681015829599E-2]
[null,0.39999999999999997,695.5502399999998,0,0,0,null,{"$f":"P341","v":0.28284271},{"$f":"P336","v":3.723793946421918E-4},{"$f":"P649","v":2.0597299130999782E-3},null,null,null,0.4,2.77872679649242E-2]
[null,0.44999999999999996,990.34399406249963,0,0,0,null,{"$f":"R341","v":0.32813414000000002},{"$f":"R336","v":3.322755254632063E-4},{"$f":"R649","v":1.6054496160430791E-3},null,null,null,0.45,2.3459742626124502E-2]
[null,0.49999999999999994,1358.4965624999995,0,0,0,null,{"$f":"T341","v":0.38067805999999998},{"$f":"T336","v":2.9972443879029687E-4},{"$f":"T649","v":1.313346797945884E-3},null,null,null,0.5,2.8812208176745201E-2]
[null,0.54999999999999993,1808.1589246874994,2.6534563261587499E-2,686.3278745596466,159531.95515387796,null,{"$f":"V341","v":0.44163581000000002},{"$f":"V336","v":2.7329768973755216E-4},{"$f":"V649","v":1.1133935708627627E-3},null,null,null,0.55000000000000004,2.6534563261587499E-2]
[null,0.6,2347.4820599999998,2.6420681015829599E-2,891.04024585955653,365758.91250102426,null,{"$f":"X341","v":0.51235467999999995},{"$f":"X336","v":2.516314470456262E-4},{"$f":"X649","v":9.6928275189919538E-4},null,null,null,0.6,2.6420681015829599E-2]
[null,0.65,2984.6169478125007,2.8128914702197898E-2,1132.8792940702815,644910.89817073685,null,{"$f":"Z341","v":0.59439772000000002},{"$f":"Z336","v":2.3320831197911593E-4},{"$f":"Z649","v":8.5854791224998072E-4},null,null,null,0.65,2.8128914702197898E-2]
[null,0.70000000000000007,3727.7145675000011,2.8356679193713701E-2,1414.9389089343888,996388.10415229318,null,{"$f":"AB341","v":0.68957826},{"$f":"AB336","v":2.1787018019635057E-4},{"$f":"AB649","v":7.7356939889009098E-4},null,null,null,0.7,2.8356679193713701E-2]
[null,0.75000000000000011,4584.9258984375019,2.36875071176403E-2,1740.3129801944472,1357507.5068345265,null,{"$f":"AD341","v":0.8},{"$f":"AD336","v":2.0483465281828154E-4},{"$f":"AD649","v":7.0595796140300192E-4},null,null,null,0.75,2.36875071176403E-2]
[null,0.80000000000000016,5564.4019200000021,2.9039972668260999E-2,2112.0953975930238,1894803.794175751,{"$nulls":7},0.8,2.9039972668260999E-2]
[null,0.8500000000000002,6674.2936115625052,2.47124473294613E-2,2533.3800508726881,2443232.538772597,{"$nulls":7},0.85,2.47124473294613E-2]
[null,0.90000000000000024,7922.7519525000062,3.04065596173556E-2,3007.2608297760057,3244250.9307529731,{"$nulls":7},0.9,3.04065596173556E-2]
[null,0.95000000000000029,9317.9279221875076,2.3459742626124502E-2,3536.8316240455461,3971095.8089544997,{"$nulls":7},0.95,2.3459742626124502E-2]
[null,1.0000000000000002,10867.972500000007,2.42569183464297E-2,4125.1863234238754,4847659.1453797482,null,null,"M1","M2",null,null,null,1,2.42569183464297E-2]
[null,1.0500000000000003,12581.036665312509,2.4143036100671901E-2,4775.4188176535645,5857626.7794351848,null,"Betz × 1",0.59299999999999997,0,null,null,null,1.05,2.4143036100671901E-2]
[null,1.1000000000000003,14465.271397500012,2.5054094066734901E-2,5490.6229964771792,7062675.0243743462,null,null,0.59299999999999997,5.0000000000000001E-3,null,null,null,1.1000000000000001,2.5054094066734901E-2]
[null,1.1500000000000004,16528.827675937515,2.4484682837945498E-2,6273.892749637288,8408336.0657895431,{"$nulls":7},1.1499999999999999,2.4484682837945498E-2]
[null,1.2000000000000004,18779.85648000002,2.1409862202482598E-2,7128.3219668764605,9745255.6513503548,{"$nulls":7},1.2,2.1409862202482598E-2]
[null,1.2500000000000004,21226.508789062522,2.2434802414303599E-2,8057.0045379372605,11328689.641921939,{"$nulls":7},1.25,2.2434802414303599E-2]
[null,1.3000000000000005,23876.935582500024,2.16376266939984E-2,9063.0343525622575,13046548.01527402,{"$nulls":7},1.3,2.16376266939984E-2]
[null,1.3500000000000005,26739.287839687528,2.2320920168545699E-2,10149.505300494022,15031093.581922032,{"$nulls":7},1.35,2.2320920168545699E-2]
[null,1.4000000000000006,29821.716540000034,2.07265687279353E-2,11319.511271475121,17086317.72613547,{"$nulls":7},1.4,2.07265687279353E-2]
[null,1.4500000000000006,33132.372662812544,2.0840450973693199E-2,12576.146155248121,19382248.528840762,{"$nulls":7},1.45,2.0840450973693199E-2]
[null,1.5000000000000007,36679.407187500045,2.06126864821774E-2,13922.503841555588,21896195.13982093,{"$nulls":7},1.5,2.06126864821774E-2]
[null,1.5500000000000007,40470.971093437554,1.5715749914588299E-2,15361.678220140097,24011036.908043563,{"$nulls":7},1.55,1.5715749914588299E-2]
[null,1.6000000000000008,44515.21536000006,1.6968454617925E-2,16896.763180744205,26522633.670830771,{"$nulls":7},1.6,1.6968454617925E-2]
[null,1.6500000000000008,48820.29096656257,2.1751508939756199E-2,18530.852613110492,30053561.965803079,{"$nulls":7},1.65,2.1751508939756199E-2]
[null,1.7000000000000008,53394.348892500078,1.4576927457009401E-2,20000,32607439.656271126,{"$nulls":7},1.7,1.4576927457009401E-2]
[null,1.7500000000000009,58245.540117187586,1.43491629654936E-2,20000,35121413.007825606,{"$nulls":7},1.75,1.43491629654936E-2]
[null,1.8000000000000009,63382.015620000093,1.44630452112515E-2,20000,37655338.528836869,{"$nulls":7},1.8,1.44630452112515E-2]
[null,1.850000000000001,68811.926380312609,1.2982576016398999E-2,20000,39929885.84690997,{"$nulls":7},1.85,1.2982576016398999E-2]
[null,1.900000000000001,74543.423377500119,1.2299282541851701E-2,20000,42084720.148242384,{"$nulls":7},1.9,1.2299282541851701E-2]
[null,1.9500000000000011,80584.657590937626,1.1957635804577999E-2,20000,44179697.941204451,{"$nulls":7},1.95,1.1957635804577999E-2]
[null,2.0000000000000009,86943.780000000115,1.1502106821546501E-2,20000,46194867.056339398,{"$nulls":7},2,1.1502106821546501E-2]
[null,2.0500000000000007,93628.941584062602,1.0477166609725501E-2,20000,48030466.646363303,{"$nulls":7},2.0499999999999998,1.0477166609725501E-2]
[null,2.1000000000000005,100648.29332250007,9.6799908894203302E-3,20000,49726401.050189748,{"$nulls":7},2.1,9.6799908894203302E-3]
[null,2.1500000000000004,108009.98619468755,7.9717572030520399E-3,20000,51123052.912164465,{"$nulls":7},2.15,7.9717572030520399E-3]
[null,2.2000000000000002,115722.17118000003,9.4522263979045593E-3,20000,52779082.977077343,{"$nulls":7},2.2000000000000002,9.4522263979045593E-3]
[null,2.25,123792.99925781249,7.1745814827468401E-3,20000,54036069.652854592,{"$nulls":7},2.25,7.1745814827468401E-3]
[null,2.2999999999999998,132230.62140749994,6.6051702539573999E-3,20000,55193295.481347926,{"$nulls":7},2.2999999999999998,6.6051702539573999E-3]
[null,2.3499999999999996,141043.18860843743,6.1496412709258598E-3,20000,56270712.63201414,{"$nulls":7},2.35,6.1496412709258598E-3]
[null,2.3999999999999995,150238.85183999987,5.4663477963785402E-3,20000,57228416.76593966,{"$nulls":7},2.4,5.4663477963785402E-3]
[null,2.4499999999999993,159825.76208156237,5.8079945336522E-3,20000,58245977.408235528,{"$nulls":7},2.4500000000000002,5.8079945336522E-3]
[null,2.4999999999999991,169812.07031249983,3.8719963557681302E-3,20000,58924351.169766106,{"$nulls":7},2.5,3.8719963557681302E-3]
[null,2.5499999999999989,180205.92751218725,3.6442318642523602E-3,20000,59562820.592383116,{"$nulls":7},2.5499999999999998,3.6442318642523602E-3]
[null,2.5999999999999988,191015.48465999973,3.1887028812208102E-3,20000,60121481.337173,{"$nulls":7},2.6,3.1887028812208102E-3]
[null,2.6499999999999986,202248.8927353122,1.7082336863682901E-3,20000,60420763.879024722,{"$nulls":7},2.65,1.7082336863682901E-3]
[null,2.6999999999999984,213914.30271749961,1.9359981778840601E-3,20000,60759950.759790011,{"$nulls":7},2.7,1.9359981778840601E-3]
[null,2.7499999999999982,226019.86558593708,2.2776449151577201E-3,20000,61158994.14892564,{"$nulls":7},2.75,2.2776449151577201E-3]
[null,2.799999999999998,238573.73231999952,2.7331738981892701E-3,20000,61637846.215888403,{"$nulls":7},2.8,2.7331738981892701E-3]
[null,2.8499999999999979,251584.05389906192,1.3665869490946301E-3,20000,61877272.249369785,{"$nulls":7},2.85,1.3665869490946301E-3]
[null,2.8999999999999977,265058.98130249931,1.0249402118209701E-3,20000,62056841.77448082,{"$nulls":7},2.9,1.0249402118209701E-3]
[null,2.9499999999999975,279006.66550968675,1.1388224575788601E-3,20000,62256363.469048634,{"$nulls":7},2.95,1.1388224575788601E-3]
[null,2.9999999999999973,293435.25749999925,1.0249402118209701E-3,20000,62435932.994159669,{"$nulls":7},3,1.0249402118209701E-3]
[null,3.0499999999999972,308352.90825281164,6.8329347454731796E-4,20000,62555646.010900356,{"$nulls":7},3.05,6.8329347454731796E-4]
[null,3.099999999999997,323767.7687474991,5.69411228789431E-4,20000,62655406.858184263,{"$nulls":7},3.1,5.69411228789431E-4]
[null,3.1499999999999968,339687.98996343644,0,20000,0,{"$nulls":7},3.15,5.69411228789431E-4]
[null,3.1999999999999966,356121.72287999891,0,{"$f":"IF(B94<$O$5,0,IF(C94*$C$24>$O$8,$O$8,C94*$C$24))","v":20000},{"$f":"IF(B94>$O$6,0,IF(B94<$O$5,0,IF(ROW(B94)>ROW($B$30),OFFSET(INDIRECT(ADDRESS(ROW(), COLUMN())),-1,0)+$O$15*D94*E94,IF(ROW(B94)=ROW($B$30),$O$15*D94*E94,0))))","v":0},{"$nulls":7},3.2,3.4164673727365898E-4]
[null,{"$f":"B94+$O$16","v":3.2499999999999964},{"$f":"0.5*$C$10*$C$11*(B95)^3","v":373077.11847656127},{"$f":"IF(B95<$O$5,0,IF(B95>$O$6, 0,O95))","v":0},20000,0,{"$nulls":7},3.25,2.27764491515772E-4]
[null,3.2999999999999963,390562.32773249864,0,20000,0,{"$nulls":7},3.3,0]
[null,3.3499999999999961,408585.50162718608,0,20000,0,{"$nulls":7},3.35,0]
[null,3.3999999999999959,427154.79113999847,0,20000,0,{"$nulls":7},3.4,0]
[null,3.4499999999999957,446278.34725031088,0,20000,0,{"$nulls":7},3.45,0]
[null,3.4999999999999956,465964.32093749824,0,20000,0,{"$nulls":7},3.5,0]
[null,3.5499999999999954,486220.86318093556,0,20000,0,{"$nulls":7},3.55,0]
[null,3.5999999999999952,507056.12495999795,0,20000,0,{"$nulls":7},3.6,0]
[null,3.649999999999995,528478.25725406036,0,20000,0,{"$nulls":7},3.65,0]
[null,3.6999999999999948,550495.41104249773,0,20000,0,{"$nulls":7},3.7,0]
[null,3.7499999999999947,573115.73730468506,0,20000,0,{"$nulls":7},3.75,0]
[null,3.7999999999999945,596347.38701999746,0,20000,0,{"$nulls":7},3.8,0]
[null,3.8499999999999943,620198.51116780972,0,20000,0,{"$nulls":7},3.85,0]
[null,3.8999999999999941,644677.26072749705,0,20000,0,{"$nulls":7},3.9,0]
[null,3.949999999999994,669791.78667843447,0,20000,0,{"$nulls":7},3.95,0]
[null,3.9999999999999938,695550.23999999673,0,20000,0,{"$nulls":7},4,0]
[null,4.0499999999999936,721960.77167155896,0,20000,0,{"$nulls":7},4.05,0]
[null,4.0999999999999934,749031.5326724964,0,20000,0,{"$nulls":7},4.0999999999999996,0]
[null,4.1499999999999932,776770.67398218368,0,20000,0,{"$nulls":7},4.1500000000000004,0]
[null,4.1999999999999931,805186.34657999594,0,20000,0,{"$nulls":7},4.2,0]
[null,4.2499999999999929,834286.70144530828,0,20000,0,{"$nulls":7},4.25,0]
[null,4.2999999999999927,864079.8895574956,0,20000,0,{"$nulls":7},4.3,0]
[null,4.3499999999999925,894574.06189593289,0,20000,0,{"$nulls":7},4.3499999999999996,0]
[null,4.3999999999999924,925777.36943999515,0,20000,0,{"$nulls":7},4.4000000000000004,0]
[null,4.4499999999999922,957697.9631690575,0,20000,0,{"$nulls":7},4.45,0]
[null,4.499999999999992,990343.99406249472,0,20000,0,{"$nulls":7},4.5,0]
[null,4.5499999999999918,1023723.6130996819,0,20000,0,{"$nulls":7},4.55,0]
[null,4.5999999999999917,1057844.9712599942,0,20000,0,{"$nulls":7},4.5999999999999996,0]
[null,4.6499999999999915,1092716.2195228064,0,20000,0,{"$nulls":7},4.6500000000000004,0]
[null,4.6999999999999913,1128345.5088674938,0,20000,0,{"$nulls":7},4.7,0]
[null,4.7499999999999911,1164740.9902734309,0,20000,0,{"$nulls":7},4.75,0]
[null,4.7999999999999909,1201910.8147199932,0,20000,0,{"$nulls":7},4.8,0]
[null,4.8499999999999908,1239863.1331865555,0,20000,0,{"$nulls":7},4.8499999999999996,0]
[null,4.8999999999999906,1278606.0966524926,0,20000,0,{"$nulls":7},4.9000000000000004,0]
[null,4.9499999999999904,1318147.8560971799,0,20000,0,{"$nulls":7},4.95,0]
[null,4.9999999999999902,1358496.5624999919,0,20000,0,{"$nulls":7},5,0]
[null,5.0499999999999901,1399660.3668403041,0,20000,0,{"$nulls":7},5.05,0]
[null,5.0999999999999899,1441647.4200974915,0,20000,0,{"$nulls":7},5.0999999999999996,0]
[null,5.1499999999999897,1484465.8732509287,0,20000,0,{"$nulls":7},5.15,0]
[null,5.1999999999999895,1528123.8772799908,0,20000,0,{"$nulls":7},5.2,0]
[null,5.2499999999999893,1572629.5831640528,0,20000,0,{"$nulls":7},5.25,0]
[null,5.2999999999999892,1617991.1418824901,0,20000,0,{"$nulls":7},5.3,0]
[null,5.349999999999989,1664216.7044146771,0,20000,0]
[null,5.3999999999999888,1711314.4217399894,0,20000,0]
[null,5.4499999999999886,1759292.4448378014,0,20000,0]
[null,5.4999999999999885,1808158.9246874885,0,20000,0]
[null,5.5499999999999883,1857922.0122684259,0,20000,0]
[null,5.5999999999999881,1908589.8585599877,0,20000,0]
[null,5.6499999999999879,1960170.6145415499,0,20000,0]
[null,5.6999999999999877,2012672.4311924868,0,20000,0]
[null,5.7499999999999876,2066103.4594921742,0,20000,0]
[null,5.7999999999999874,2120471.8504199861,0,20000,0]
[null,5.8499999999999872,2175785.7549552978,0,20000,0]
[null,5.899999999999987,2232053.3240774851,0,20000,0]
[null,5.9499999999999869,2289282.7087659226,0,20000,0]
[null,5.9999999999999867,2347482.0599999847,0,20000,0]
[null,6.0499999999999865,2406659.5287590465,0,20000,0]
[null,6.0999999999999863,2466823.2660224834,0,20000,0]
[null,6.1499999999999861,2527981.4227696699,0,20000,0]
[null,6.199999999999986,2590142.1499799825,0,20000,0]
[null,6.2499999999999858,2653313.5986327943,0,20000,0]
[null,6.2999999999999856,2717503.9197074813,0,20000,0]
[null,6.3499999999999854,2782721.2641834179,0,20000,0]
[null,6.3999999999999853,2848973.7830399801,0,{"$f":"IF(B158<$O$5,0,IF(C158*$C$24>$O$8,$O$8,C158*$C$24))","v":20000},{"$f":"IF(B158>$O$6,0,IF(B158<$O$5,0,IF(ROW(B158)>ROW($B$30),OFFSET(INDIRECT(ADDRESS(ROW(), COLUMN())),-1,0)+$O$15*D158*E158,IF(ROW(B158)=ROW($B$30),$O$15*D158*E158,0))))","v":0}]
[null,{"$f":"B158+$O$16","v":6.4499999999999851},{"$f":"0.5*$C$10*$C$11*(B159)^3","v":2916269.6272565424},{"$f":"IF(B159<$O$5,0,IF(B159>$O$6, 0,O159))","v":0},20000,0]
[null,6.4999999999999849,2984616.947812479,0,20000,0]
[null,6.5499999999999847,3054023.8956871657,0,20000,0]
[null,6.5999999999999845,3124498.621859978,0,20000,0]
[null,6.6499999999999844,3196049.2773102899,0,20000,0]
[null,6.6999999999999842,3268684.013017477,0,20000,0]
[null,6.749999999999984,3342410.9799609138,0,20000,0]
[null,6.7999999999999838,3417238.3291199752,0,20000,0]
[null,6.8499999999999837,3493174.2114740377,0,20000,0]
[null,6.8999999999999835,3570226.778002474,0,20000,0]
[null,6.9499999999999833,3648404.1796846609,0,20000,0]
[null,6.9999999999999831,3727714.5674999733,0,20000,0]
[null,7.0499999999999829,3808166.0924277846,0,20000,0]
[null,7.0999999999999828,3889766.9054474714,0,20000,0]
[null,7.1499999999999826,3972525.1575384089,0,20000,0]
[null,7.1999999999999824,4056448.9996799701,0,20000,0]
[null,7.2499999999999822,4141546.5828515324,0,20000,0]
[null,7.2999999999999821,4227826.058032468,0,20000,0]
[null,7.3499999999999819,4315295.5762021551,0,20000,0]
[null,7.3999999999999817,4403963.2883399669,0,20000,0]
[null,7.4499999999999815,4493837.3454252789,0,20000,0]
[null,7.4999999999999813,4584925.8984374655,0,20000,0]
[null,7.5499999999999812,4677237.0983559024,0,20000,0]
[null,7.599999999999981,4770779.0961599639,0,20000,0]
[null,7.6499999999999808,4865560.0428290265,0,20000,0]
[null,7.6999999999999806,4961588.0893424628,0,20000,0]
[null,7.7499999999999805,5058871.3866796494,0,20000,0]
[null,7.7999999999999803,5157418.0858199606,0,20000,0]
[null,7.8499999999999801,5257236.3377427729,0,20000,0]
[null,7.8999999999999799,5358334.293427459,0,20000,0]
[null,7.9499999999999797,5460720.1038533961,0,20000,0]
[null,7.9999999999999796,5564401.9199999571,0,20000,0]
[null,8.0499999999999794,5669387.8928465191,0,20000,0]
[null,8.0999999999999801,5775686.1733724568,0,20000,0]
[null,8.1499999999999808,5883304.9125571456,0,20000,0]
[null,8.1999999999999815,5992252.26137996,0,20000,0]
[null,8.2499999999999822,6102536.3708202727,0,20000,0]
[null,8.2999999999999829,6214165.391857462,0,20000,0]
[null,8.3499999999999837,6327147.4754708996,0,20000,0]
[null,8.3999999999999844,6441490.7726399638,0,20000,0]
[null,8.4499999999999851,6557203.4343440281,0,20000,0]
[null,8.4999999999999858,6674293.6115624662,0,20000,0]
[null,8.5499999999999865,6792769.4552746546,0,20000,0]
[null,8.5999999999999872,6912639.1164599694,0,20000,0]
[null,8.6499999999999879,7033910.7460977836,0,20000,0]
[null,8.6999999999999886,7156592.4951674724,0,20000,0]
[null,8.7499999999999893,7280692.5146484114,0,20000,0]
[null,8.7999999999999901,7406218.9555199752,0,20000,0]
[null,8.8499999999999908,7533179.9687615391,0,20000,0]
[null,8.8999999999999915,7661583.7053524787,0,20000,0]
[null,8.9499999999999922,7791438.3162721675,0,20000,0]
[null,8.9999999999999929,7922751.952499981,0,20000,0]
[null,9.0499999999999936,8055532.7650152966,0,20000,0]
[null,9.0999999999999943,8189788.9047974851,0,20000,0]
[null,9.149999999999995,8325528.5228259237,0,20000,0]
[null,9.1999999999999957,8462759.7700799871,0,20000,0]
[null,9.2499999999999964,8601490.7975390516,0,20000,0]
[null,9.2999999999999972,8741729.7561824918,0,20000,0]
[null,9.3499999999999979,8883484.7969896812,0,20000,0]
[null,9.3999999999999986,9026764.0709399953,0,20000,0]
[null,9.4499999999999993,9171575.7290128097,0,20000,0]
[null,9.5,9317927.9221874997,0,20000,0]
[null,9.5500000000000007,9465828.8014434408,0,20000,0]
[null,9.6000000000000014,9615286.517760003,0,{"$f":"IF(B222<$O$5,0,IF(C222*$C$24>$O$8,$O$8,C222*$C$24))","v":20000},{"$f":"IF(B222>$O$6,0,IF(B222<$O$5,0,IF(ROW(B222)>ROW($B$30),OFFSET(INDIRECT(ADDRESS(ROW(), COLUMN())),-1,0)+$O$15*D222*E222,IF(ROW(B222)=ROW($B$30),$O$15*D222*E222,0))))","v":0}]
[null,{"$f":"B222+$O$16","v":9.6500000000000021},{"$f":"0.5*$C$10*$C$11*(B223)^3","v":9766309.2221165691},{"$f":"IF(B223<$O$5,0,IF(B223>$O$6, 0,O223))","v":0},20000,0]
[null,9.7000000000000028,9918905.0654925089,0,20000,0]
[null,9.7500000000000036,10073082.198867198,0,20000,0]
[null,9.8000000000000043,10228848.773220012,0,20000,0]
[null,9.850000000000005,10386212.939530328,0,20000,0]
[null,9.9000000000000057,10545182.848777518,0,20000,0]
[null,9.9500000000000064,10705766.651940957,0,20000,0]
[null,10.000000000000007,10867972.500000024,0,20000,0]
[null,10.050000000000008,11031808.543934088,0,20000,0]
[null,10.100000000000009,11197282.934722528,0,20000,0]
[null,10.150000000000009,11364403.823344719,0,20000,0]
[null,10.20000000000001,11533179.360780032,0,20000,0]
[null,10.250000000000011,11703617.69800785,0,20000,0]
[null,10.300000000000011,11875726.986007538,0,20000,0]
[null,10.350000000000012,12049515.37575848,0,20000,0]
[null,10.400000000000013,12224991.018240044,0,20000,0]
[null,10.450000000000014,12402162.064431611,0,20000,0]
[null,10.500000000000014,12581036.665312551,0,20000,0]
[null,10.550000000000015,12761622.971862242,0,20000,0]
[null,10.600000000000016,12943929.135060057,0,20000,0]
[null,10.650000000000016,13127963.305885375,0,20000,0]
[null,10.700000000000017,13313733.635317562,0,20000,0]
[null,10.750000000000018,13501248.274336005,0,20000,0]
[null,10.800000000000018,13690515.373920068,0,20000,0]
[null,10.850000000000019,13881543.085049137,0,20000,0]
[null,10.90000000000002,14074339.558702577,0,20000,0]
[null,10.950000000000021,14268912.945859769,0,20000,0]
[null,11.000000000000021,14465271.397500085,0,20000,0]
[null,11.050000000000022,14663423.0646029,0,20000,0]
[null,11.100000000000023,14863376.098147592,0,20000,0]
[null,11.150000000000023,15065138.649113532,0,20000,0]
[null,11.200000000000024,15268718.868480098,0,20000,0]
[null,11.250000000000025,15474124.907226663,0,20000,0]
[null,11.300000000000026,15681364.916332606,0,20000,0]
[null,11.350000000000026,15890447.046777297,0,20000,0]
[null,11.400000000000027,16101379.449540112,0,20000,0]
[null,11.450000000000028,16314170.275600433,0,20000,0]
[null,11.500000000000028,16528827.675937623,0,20000,0]
[null,11.550000000000029,16745359.801531065,0,20000,0]
[null,11.60000000000003,16963774.803360131,0,20000,0]
[null,11.650000000000031,17184080.832404196,0,20000,0]
[null,11.700000000000031,17406286.039642639,0,20000,0]
[null,11.750000000000032,17630398.57605483,0,20000,0]
[null,11.800000000000033,17856426.592620149,0,20000,0]
[null,11.850000000000033,18084378.240317963,0,20000,0]
[null,11.900000000000034,18314261.670127656,0,20000,0]
[null,11.950000000000035,18546085.033028599,0,20000,0]
[null,12.000000000000036,18779856.480000168,0,20000,0]
[null,12.050000000000036,19015584.162021734,0,20000,0]
[null,12.100000000000037,19253276.230072677,0,20000,0]
[null,12.150000000000038,19492940.835132368,0,20000,0]
[null,12.200000000000038,19734586.128180187,0,20000,0]
[null,12.250000000000039,19978220.260195505,0,20000,0]
[null,12.30000000000004,20223851.382157698,0,20000,0]
[null,12.350000000000041,20471487.645046141,0,20000,0]
[null,12.400000000000041,20721137.199840207,0,20000,0]
[null,12.450000000000042,20972808.197519276,0,20000,0]
[null,12.500000000000043,21226508.78906272,0,20000,0]
[null,12.550000000000043,21482247.125449907,0,20000,0]
[null,12.600000000000044,21740031.357660227,0,20000,0]
[null,12.650000000000045,21999869.636673048,0,20000,0]
[null,12.700000000000045,22261770.113467738,0,20000,0]
[null,12.750000000000046,22525740.939023681,0,20000,0]
[null,12.800000000000047,22791790.264320247,0,{"$f":"IF(B286<$O$5,0,IF(C286*$C$24>$O$8,$O$8,C286*$C$24))","v":20000},{"$f":"IF(B286>$O$6,0,IF(B286<$O$5,0,IF(ROW(B286)>ROW($B$30),OFFSET(INDIRECT(ADDRESS(ROW(), COLUMN())),-1,0)+$O$15*D286*E286,IF(ROW(B286)=ROW($B$30),$O$15*D286*E286,0))))","v":0}]
[null,{"$f":"B286+$O$16","v":12.850000000000048},{"$f":"0.5*$C$10*$C$11*(B287)^3","v":23059926.24033682},{"$f":"IF(B287<$O$5,0,IF(B287>$O$6, 0,O287))","v":0},20000,0]
[null,12.900000000000048,23330157.018052761,0,20000,0]
[null,12.950000000000049,23602490.748447452,0,20000,0]
[null,13.00000000000005,23876935.582500275,0,20000,0]
[null,13.05000000000005,24153499.671190593,0,20000,0]
[null,13.100000000000051,24432191.165497784,0,20000,0]
[null,13.150000000000052,24713018.216401234,0,20000,0]
[null,13.200000000000053,24995988.9748803,0,20000,0]
[null,13.250000000000053,25281111.591914367,0,20000,0]
[null,13.300000000000054,25568394.218482815,0,20000,0]
[null,13.350000000000055,25857845.00556501,0,20000,0]
[null,13.400000000000055,26149472.104140323,0,20000,0]
[null,13.450000000000056,26443283.665188145,0,20000,0]
[null,13.500000000000057,26739287.839687835,0,20000,0]
[null,13.550000000000058,27037492.778618783,0,20000,0]
[null,13.600000000000058,27337906.632960346,0,20000,0]
[null,13.650000000000059,27640537.55369192,0,20000,0]
[null,13.70000000000006,27945393.691792864,0,20000,0]
[null,13.75000000000006,28252483.198242556,0,20000,0]
[null,13.800000000000061,28561814.224020377,0,20000,0]
[null,13.850000000000062,28873394.920105699,0,20000,0]
[null,13.900000000000063,29187233.43747789,0,20000,0]
[null,13.950000000000063,29503337.927116338,0,20000,0]
[null,14.000000000000064,29821716.540000409,0,20000,0]
[null,14.050000000000065,30142377.42710948,0,20000,0]
[null,14.100000000000065,30465328.739422925,0,20000,0]
[null,14.150000000000066,30790578.627920121,0,20000,0]
[null,14.200000000000067,31118135.243580438,0,20000,0]
[null,14.250000000000068,31448006.737383261,0,20000,0]
[null,14.300000000000068,31780201.260307953,0,20000,0]
[null,14.350000000000069,32114726.963333901,0,20000,0]
[null,14.40000000000007,32451591.997440469,0,20000,0]
[null,14.45000000000007,32790804.51360704,0,20000,0]
[null,14.500000000000071,33132372.662812985,0,20000,0]
[null,14.550000000000072,33476304.596037686,0,20000,0]
[null,14.600000000000072,33822608.464260504,0,20000,0]
[null,14.650000000000073,34171292.418460824,0,20000,0]
[null,14.700000000000074,34522364.609618023,0,20000,0]
[null,14.750000000000075,34875833.188711464,0,20000,0]
[null,14.800000000000075,35231706.30672054,0,20000,0]
[null,14.850000000000076,35589992.114624605,0,20000,0]
[null,14.900000000000077,35950698.763403051,0,20000,0]
[null,14.950000000000077,36313834.404035255,0,20000,0]
[null,15.000000000000078,36679407.187500574,0,20000,0]
[]
[]
[]
["Drawing the LCOE front"]
["Meq",{"$f":"IF(($O$12*B340-$O$10)/($O$7*$O$4)<0,0.0001,($O$12*B340-$O$10)/($O$7*$O$4))","v":13618.311697799143},null,{"$f":"IF(($O$12*D340-$O$10)/($O$7*$O$4)<0,0.0001,($O$12*D340-$O$10)/($O$7*$O$4))","v":18898.257125195953},null,{"$f":"IF(($O$12*F340-$O$10)/($O$7*$O$4)<0,0.0001,($O$12*F340-$O$10)/($O$7*$O$4))","v":24590.603491534988},null,{"$f":"IF(($O$12*H340-$O$10)/($O$7*$O$4)<0,0.0001,($O$12*H340-$O$10)/($O$7*$O$4))","v":30609.833199955829},null,{"$f":"IF(($O$12*J340-$O$10)/($O$7*$O$4)<0,0.0001,($O$12*J340-$O$10)/($O$7*$O$4))","v":36922.97449668411},null,{"$f":"IF(($O$12*L340-$O$10)/($O$7*$O$4)<0,0.0001,($O$12*L340-$O$10)/($O$7*$O$4))","v":43460.860652507195},null,{"$f":"IF(($O$12*N340-$O$10)/($O$7*$O$4)<0,0.0001,($O$12*N340-$O$10)/($O$7*$O$4))","v":50155.608374154857},null,{"$f":"IF(($O$12*P340-$O$10)/($O$7*$O$4)<0,0.0001,($O$12*P340-$O$10)/($O$7*$O$4))","v":56946.759958015449},null,{"$f":"IF(($O$12*R340-$O$10)/($O$7*$O$4)<0,0.0001,($O$12*R340-$O$10)/($O$7*$O$4))","v":63819.927665265765},null,{"$f":"IF(($O$12*T340-$O$10)/($O$7*$O$4)<0,0.0001,($O$12*T340-$O$10)/($O$7*$O$4))","v":70750.987425608968},null,{"$f":"IF(($O$12*V340-$O$10)/($O$7*$O$4)<0,0.0001,($O$12*V340-$O$10)/($O$7*$O$4))","v":77592.313423373373},null,84273.250617022175,null,90930.72120816604,null,97332.273654378732,null,103526.42830806886]
["M2",{"$f":"$C$11/B335","v":1.5571533733823313E-3},null,1.1221034754431156E-3,null,{"$f":"$C$11/F335","v":8.6235378514804787E-4},null,{"$f":"$C$11/H335","v":6.9277737848080138E-4},null,5.7432534320614936E-4,null,4.8792867149023353E-4,null,4.2280017504338222E-4,null,3.723793946421918E-4,null,3.322755254632063E-4,null,2.9972443879029687E-4,null,{"$f":"$C$11/V335","v":2.7329768973755216E-4},null,{"$f":"$C$11/X335","v":2.516314470456262E-4},null,{"$f":"$C$11/Z335","v":2.3320831197911593E-4},null,{"$f":"$C$11/AB335","v":2.1787018019635057E-4},null,{"$f":"$C$11/AD335","v":2.0483465281828154E-4}]
[]
["WhYear",{"$f":"MAX(C343:C633)","v":24920112.714618791},null,{"$f":"MAX(E343:E633)","v":28415526.922173329},null,{"$f":"MAX(G343:G633)","v":32183957.607077744},null,36168790.657089375,null,40348198.207095653,null,44676390.698983818,null,49108428.231193334,null,53604286.769562051,null,58154441.384829119,null,62742921.529719129,null,{"$f":"MAX(W343:W633)","v":67271996.388526529},null,{"$f":"MAX(Y343:Y633)","v":71694891.114916384},null,{"$f":"MAX(AA343:AA633)","v":76102250.548957735},null,{"$f":"MAX(AC343:AC633)","v":80340187.79254958},null,{"$f":"MAX(AE343:AE633)","v":84440824.149121419}]
["CF",{"$f":"B338/($O$15*$O$8)*100","v":14.223808627065521},null,{"$f":"D338/($O$15*$O$8)*100","v":16.218908060601215},null,{"$f":"F338/($O$15*$O$8)*100","v":18.369838816825197},null,{"$f":"H338/($O$15*$O$8)*100","v":20.644286904731381},null,{"$f":"J338/($O$15*$O$8)*100","v":23.029793497200714},null,{"$f":"L338/($O$15*$O$8)*100","v":25.500223001703091},null,{"$f":"N338/($O$15*$O$8)*100","v":28.029924789493911},null,{"$f":"P338/($O$15*$O$8)*100","v":30.59605409221578},null,{"$f":"R338/($O$15*$O$8)*100","v":33.193174306409311},null,{"$f":"T338/($O$15*$O$8)*100","v":35.812169822899051},null,{"$f":"V338/($O$15*$O$8)*100","v":38.397258212629296},null,40.921741503947707,null,43.437357619268113,null,45.856271571089941,null,48.19681743671314]
["AEP",{"$f":"$O$15*$O$8*(B339/100)/1000","v":24920.11271461879},null,{"$f":"$O$15*$O$8*(D339/100)/1000","v":28415.526922173329},null,{"$f":"$O$15*$O$8*(F339/100)/1000","v":32183.957607077748},null,{"$f":"$O$15*$O$8*(H339/100)/1000","v":36168.790657089376},null,{"$f":"$O$15*$O$8*(J339/100)/1000","v":40348.198207095651},null,{"$f":"$O$15*$O$8*(L339/100)/1000","v":44676.390698983821},null,{"$f":"$O$15*$O$8*(N339/100)/1000","v":49108.428231193328},null,{"$f":"$O$15*$O$8*(P339/100)/1000","v":53604.286769562044},null,{"$f":"$O$15*$O$8*(R339/100)/1000","v":58154.441384829108},null,{"$f":"$O$15*$O$8*(T339/100)/1000","v":62742.921529719148},null,{"$f":"$O$15*$O$8*(V339/100)/1000","v":67271.996388526532},null,71694.891114916391,null,76102.250548957731,null,80340.187792549579,null,84440.824149121414]
["M1v (Cpmu)",0.1,null,0.11601293999999999,null,0.13459002,null,0.15614184,null,0.18114473,null,0.21015133,null,0.24380273,null,0.28284271,null,0.32813414000000002,null,0.38067805999999998,null,0.44163581000000002,null,0.51235467999999995,null,0.59439772000000002,null,0.68957826,null,0.8]
[null,"Pelec","WhYear","Pelec","WhYear","Pelec","WhYear","Pelec","WhYear","Pelec","WhYear","Pelec","WhYear","Pelec","WhYear","Pelec","WhYear","Pelec","WhYear","Pelec","WhYear","Pelec","WhYear","Pelec","WhYear","Pelec","WhYear","Pelec","WhYear","Pelec","WhYear"]
[null,{"$f":"IF(B30<$O$5,0,IF(C30*$B$341>$O$8,$O$8,C30*$B$341))","v":0},{"$f":"IF(B30>$O$6,0,IF(B30<$O$5,0,IF(ROW(B30)>ROW($B$30),OFFSET(INDIRECT(ADDRESS(ROW(), COLUMN())),-1,0)+$O$15*D30*B343,IF(ROW(B30)=ROW($B$30),$O$15*D30*B343,0))))","v":0},{"$f":"IF(B30<$O$5,0,IF(C30*$D$341>$O$8,$O$8,C30*$D$341))","v":0},{"$f":"IF(B30>$O$6,0,IF(B30<$O$5,0,IF(ROW(B30)>ROW($B$30),OFFSET(INDIRECT(ADDRESS(ROW(), COLUMN())),-1,0)+$O$15*D30*D343,IF(ROW(B30)=ROW($B$30),$O$15*D30*D343,0))))","v":0},{"$f":"IF(B30<$O$5,0,IF(C30*$F$341>$O$8,$O$8,C30*$F$341))","v":0},{"$f":"IF(B30>$O$6,0,IF(B30<$O$5,0,IF(ROW(B30)>ROW($B$30),OFFSET(INDIRECT(ADDRESS(ROW(), COLUMN())),-1,0)+$O$15*D30*F343,IF(ROW(B30)=ROW($B$30),$O$15*D30*F343,0))))","v":0},{"$f":"IF(B30<$O$5,0,IF(C30*$H$341>$O$8,$O$8,C30*$H$341))","v":0},{"$f":"IF(B30>$O$6,0,IF(B30<$O$5,0,IF(ROW(B30)>ROW($B$30),OFFSET(INDIRECT(ADDRESS(ROW(), COLUMN())),-1,0)+$O$15*D30*H343,IF(ROW(B30)=ROW($B$30),$O$15*D30*H343,0))))","v":0},{"$f":"IF(B30<$O$5,0,IF(C30*$J$341>$O$8,$O$8,C30*$J$341))","v":0},{"$f":"IF(B30>$O$6,0,IF(B30<$O$5,0,IF(ROW(B30)>ROW($B$30),OFFSET(INDIRECT(ADDRESS(ROW(), COLUMN())),-1,0)+$O$15*D30*J343,IF(ROW(B30)=ROW($B$30),$O$15*D30*J343,0))))","v":0},{"$f":"IF(B30<$O$5,0,IF(C30*$L$341>$O$8,$O$8,C30*$L$341))","v":0},{"$f":"IF(B30>$O$6,0,IF(B30<$O$5,0,IF(ROW(B30)>ROW($B$30),OFFSET(INDIRECT(ADDRESS(ROW(), COLUMN())),-1,0)+$O$15*D30*L343,IF(ROW(B30)=ROW($B$30),$O$15*D30*L343,0))))","v":0},{"$f":"IF(B30<$O$5,0,IF(C30*$N$341>$O$8,$O$8,C30*$N$341))","v":0},{"$f":"IF(B30>$O$6,0,IF(B30<$O$5,0,IF(ROW(B30)>ROW($B$30),OFFSET(INDIRECT(ADDRESS(ROW(), COLUMN())),-1,0)+$O$15*D30*N343,IF(ROW(B30)=ROW($B$30),$O$15*D30*N343,0))))","v":0},{"$f":"IF(B30<$O$5,0,IF(C30*$P$341>$O$8,$O$8,C30*$P$341))","v":0},{"$f":"IF(B30>$O$6,0,IF(B30<$O$5,0,IF(ROW(B30)>ROW($B$30),OFFSET(INDIRECT(ADDRESS(ROW(), COLUMN())),-1,0)+$O$15*D30*P343,IF(ROW(B30)=ROW($B$30),$O$15*D30*P343,0))))","v":0},{"$f":"IF(B30<$O$5,0,IF(C30*$R$341>$O$8,$O$8,C30*$R$341))","v":0},{"$f":"IF(B30>$O$6,0,IF(B30<$O$5,0,IF(ROW(B30)>ROW($B$30),OFFSET(INDIRECT(ADDRESS(ROW(), COLUMN())),-1,0)+$O$15*D30*R343,IF(ROW(B30)=ROW($B$30),$O$15*D30*R343,0))))","v":0},{"$f":"IF(B30<$O$5,0,IF(C30*$T$341>$O$8,$O$8,C30*$T$341))","v":0},{"$f":"IF(B30>$O$6,0,IF(B30<$O$5,0,IF(ROW(B30)>ROW($B$30),OFFSET(INDIRECT(ADDRESS(ROW(), COLUMN())),-1,0)+$O$15*D30*T343,IF(ROW(B30)=ROW($B$30),$O$15*D30*T343,0))))","v":0},{"$f":"IF(B30<$O$5,0,IF(C30*$V$341>$O$8,$O$8,C30*$V$341))","v":0},{"$f":"IF(B30>$O$6,0,IF(B30<$O$5,0,IF(ROW(B30)>ROW($B$30),OFFSET(INDIRECT(ADDRESS(ROW(), COLUMN())),-1,0)+$O$15*D30*V343,IF(ROW(B30)=ROW($B$30),$O$15*D30*V343,0))))","v":0},{"$f":"IF(B30<$O$5,0,IF(C30*$X$341>$O$8,$O$8,C30*$X$341))","v":0},{"$f":"IF(B30>$O$6,0,IF(B30<$O$5,0,IF(ROW(B30)>ROW($B$30),OFFSET(INDIRECT(ADDRESS(ROW(), COLUMN())),-1,0)+$O$15*D30*X343,IF(ROW(B30)=ROW($B$30),$O$15*D30*X343,0))))","v":0},{"$f":"IF(B30<$O$5,0,IF(C30*$Z$341>$O$8,$O$8,C30*$Z$341))","v":0},{"$f":"IF(B30>$O$6,0,IF(B30<$O$5,0,IF(ROW(B30)>ROW($B$30),OFFSET(INDIRECT(ADDRESS(ROW(), COLUMN())),-1,0)+$O$15*D30*Z343,IF(ROW(B30)=ROW($B$30),$O$15*D30*Z343,0))))","v":0},{"$f":"IF(B30<$O$5,0,IF(C30*$AB$341>$O$8,$O$8,C30*$AB$341))","v":0},{"$f":"IF(B30>$O$6,0,IF(B30<$O$5,0,IF(ROW(B30)>ROW($B$30),OFFSET(INDIRECT(ADDRESS(ROW(), COLUMN())),-1,0)+$O$15*D30*AB343,IF(ROW(B30)=ROW($B$30),$O$15*D30*AB343,0))))","v":0},{"$f":"IF(B30<$O$5,0,IF(C30*$AD$341>$O$8,$O$8,C30*$AD$341))","v":0},{"$f":"IF(B30>$O$6,0,IF(B30<$O$5,0,IF(ROW(B30)>ROW($B$30),OFFSET(INDIRECT(ADDRESS(ROW(), COLUMN())),-1,0)+$O$15*D30*AD343,IF(ROW(B30)=ROW($B$30),$O$15*D30*AD343,0))))","v":0}]
[null,0,0,0,0,0,0,0,0,0,0,0,0,0,0,0,0,0,0,0,0,0,0,0,0,0,0,0,0,0,0]
[null,0,0,0,0,0,0,0,0,0,0,0,0,0,0,0,0,0,0,0,0,0,0,0,0,0,0,0,0,0,0]
[null,0,0,0,0,0,0,0,0,0,0,0,0,0,0,0,0,0,0,0,0,0,0,0,0,0,0,0,0,0,0]
[null,0,0,0,0,0,0,0,0,0,0,0,0,0,0,0,0,0,0,0,0,0,0,0,0,0,0,0,0,0,0]
[null,0,0,0,0,0,0,0,0,0,0,0,0,0,0,0,0,0,0,0,0,0,0,0,0,0,0,0,0,0,0]
[null,0,0,0,0,0,0,0,0,0,0,0,0,0,0,0,0,0,0,0,0,0,0,0,0,0,0,0,0,0,0]
[null,0,0,0,0,0,0,0,0,0,0,0,0,0,0,0,0,0,0,0,0,0,0,0,0,0,0,0,0,0,0]
[null,0,0,0,0,0,0,0,0,0,0,0,0,0,0,0,0,0,0,0,0,0,0,0,0,0,0,0,0,0,0]
[null,0,0,0,0,0,0,0,0,0,0,0,0,0,0,0,0,0,0,0,0,0,0,0,0,0,0,0,0,0,0]
[null,0,0,0,0,0,0,0,0,0,0,0,0,0,0,0,0,0,0,0,0,0,0,0,0,0,0,0,0,0,0]
[null,180.81589246874995,42029.347659733045,209.76983284023538,48759.481882877502,243.36014583686904,56567.30742110424,282.32926151312756,65625.396775904112,327.53846020960742,76133.948338984745,379.98700287444785,88325.233097252873,440.83408211267675,102468.69699562028,511.42457036929824,118876.94591611052,593.3186737356574,137912.63849087516,688.32643162172337,159996.50530172716,798.54773131309287,185616.64997477809,926.41868724740777,215339.32970811272,1074.7655422319015,249821.48422032662,1246.8670850894769,289825.24428133783,1446.5271397499996,336234.78127786436]
[null,234.74820599999998,96360.68509486792,272.33829537785635,111790.86378269806,315.94765740504118,129691.86534131976,366.54016821539039,150459.34674373252,425.23400393854376,174552.30284124875,493.32647706013978,202503.26132397671,572.32253485402373,234929.98090799106,663.96818752678257,272549.1730968905,770.2890069235284,316192.30533415306,893.63491648560353,366823.98662185238,1036.7321410285685,425563.29214026924,1202.7434196570407,493708.4797636182,1395.337984204903,572765.7151802748,1618.7725943160156,664482.3356012695,1877.9856479999999,770885.48075894336]
[null,298.46169478125006,169904.42023119473,346.25418688955477,197111.11310016381,401.69965469842344,228674.39317004906,466.02358192662786,265291.88799031969,540.64763116491952,307772.90328586311,627.22122112333761,357056.39884464478,727.65775988095515,414231.61491432507,844.17714583121631,480562.26659169944,979.35471539987986,557514.40814761689,1136.178189536384,646788.85079035966,1318.1137232869016,750358.7625138408,1529.1824612190503,870513.24858139292,1774.0495088531095,1009908.0000334403,2058.126961639055,1171623.9446933605,2387.6935582500005,1359235.3618495578]
[null,372.77145675000014,262502.53118910047,432.46312645650357,304536.90400689241,501.71317819411649,353302.20922791661,582.05221156425443,409876.28224523534,675.25584884685452,475509.50136566185,783.38417422049997,551652.5605775594,908.82698821726956,639988.3373581284,1054.3568903781782,742469.27303384698,1223.1904137720849,861360.42319558666,1419.0591497896394,999289.54318156256,1646.2922424666626,1159305.1798874866,1909.9120043628013,1344944.0036658158,2215.7450397327866,1560309.060330302,2570.5509252333031,1810160.3870297563,2982.1716540000011,2100020.2495128037]
[null,458.49258984375024,357640.91840040876,531.91073315987603,414909.74407931522,617.08526836922135,481348.98360329389,715.89876604568474,558427.11058329686,830.53516394246867,647847.67600594077,963.52827550808593,751587.14664267376,1117.8174508867658,871938.32265726896,1296.8128662632478,1011561.2656726048,1504.4707166475171,1173541.9518812832,1745.3806962609451,1361460.5099328591,2024.867462946424,1579470.3668690845,2349.1082415176584,1832389.9830194754,2725.269500400203,2125809.46475909,3161.6652232734691,2466214.0221535587,3667.9407187500019,2861127.3472032701]
[null,556.44019200000025,499193.82819309749,645.54262608084503,579129.43638536124,748.91296570083875,671865.07320385566,868.83595428833314,779450.42850714119,1007.962083409882,904263.3122570503,1169.3664641425539,1049062.4692257093,1356.616378913242,1217048.1811262814,1573.8505185820038,1411933.351814101,1825.8702386335497,1638025.3750744981,2118.2457279658761,1900321.3808052165,2457.4391491047563,2204618.7066105949,2850.9473651129865,2557642.9410184943,3307.4678144116237,2967196.7331604883,3837.0905939342606,3442332.1144813513,4451.521536000002,3993550.6255447799]
[null,667.42936115625059,643679.62949239579,774.30442430058417,746751.66235523531,898.29331066606983,866328.54206974141,1042.1364852096149,1005053.2171946093,1209.0131142072148,1165991.7269090007,1402.6116792803639,1352701.3023173418,1627.2110033204983,1569308.5091563459,1887.7752924300264,1820600.9077742514,2190.0635943375569,2112132.6165900594,2540.7571439200078,2450347.1261668401,2947.6070653202323,2842719.7455137409,3419.6055675781513,3297922.7059109495,3967.1849053233191,3826017.0418072473,4602.4477753903884,4438674.78902811,5339.4348892500047,5149437.0359391663]
[null,792.27519525000071,854711.20900203346,919.14174690026607,991575.60207280354,1066.3233437420149,1150355.9871380785,1237.0730677269437,1334561.8084220206,1435.1647632925865,1548264.3118264691,1664.976860077973,1796186.9733768529,1931.5885551323317,2083809.261162963,2240.8926329028932,2417488.3462151154,2599.7253983669107,2804599.2751424252,3016.0178431389145,3253698.0490314863,3498.9709759714219,3774710.7710369234,4059.2590413425155,4379152.879806499,4709.265696691552,5080383.938892521,5463.357505816557,5893902.6830611862,6338.2015620000057,6837689.6720162677]
[null,931.79279221875083,1046201.4721982825,1081.0002129610639,1213729.0862205101,1254.1001054057751,1408082.7706719628,1454.9184107577344,1633558.2287974868,1687.893537624117,1895138.8320696037,1958.1749456918412,2198606.3083042707,2271.7362653725418,2550667.7505196035,2635.5079850961838,2959104.5960255191,3057.530265328985,3432944.2034651735,3547.1307246381712,3982659.4680558611,4115.1306454368969,4620400.3459748095,4774.0839788354451,5360262.2050367985,5538.5551120725922,6218597.697353024,6425.4405233874768,7214377.908079301,7454.3423377500067,8369611.7775862599]
[null,1086.7972500000008,1277135.6770530818,1260.8254415641509,1481642.6467381855,1462.7206361344511,1718897.1631728783,1696.9452232194012,1994143.1454471399,1968.6759441599263,2313463.9739314769,2283.9188752784266,2683917.6112315562,2649.6413650649265,3113691.6464593969,3073.9267941054768,3612285.1593537852,3566.1528098311524,4190718.1705313078,4137.1986874333525,4861775.3189735375,4799.6858380952281,5640288.4921523621,5568.2565724863034,6543464.4113311507,6459.8980750227047,7591265.345710081,7494.3175662778549,8806849.9796618614,8694.3780000000061,10217085.416424654]
[null,1258.1036665312511,1543215.7910706785,1459.5630517907002,1790330.0097653517,1693.281976405144,2077014.4418451844,1964.4262140293595,2409605.5313483132,2278.9884898581349,2795454.0780523447,2643.9215879941885,3243088.5097050518,3067.2910852332861,3762402.2284214105,3558.4545050263532,4364873.3646122459,4128.2676464807882,5063817.864373968,4789.3246305400353,5874683.9350615125,5556.236318324989,6815393.5589428991,6445.9530147244568,7906738.328049643,7478.1395090981587,9172839.4768040758,8675.6093726624022,10641680.600110421,10064.829332250009,12345726.328565428]
[null,1446.5271397500012,1860690.6918480606,1678.1586627218849,2158641.9759192755,1946.8811666949546,2504303.9742964432,2258.6340921050232,2905316.6829602919,2620.3076816768621,3370543.1298833014,3039.896022995586,3910266.2361049005,3526.6726569014181,4536414.7035814589,4091.3965629543904,5262827.9775408041,4746.5493898852646,6105561.3997556837,5506.6114529737933,7083241.2283277754,6388.3818505047502,8217476.4085377865,7411.3494979792704,9533335.8400079161,8598.1243378552208,11059903.048597097,9974.9366807158258,12830918.496827818,11572.21711800001,14885525.534784485]
[null,1652.8827675937516,2215210.6103637265,1917.5578934388782,2569930.9562749038,2224.6152474809837,2981452.4035306619,2580.8415663638075,3458870.6068971534,2994.1100265742289,4012737.2790747248,3473.5551194390778,4655294.5599804893,4029.7733110931213,5400743.943316428,4675.0584129851686,6265561.7225603051,5423.6726546519558,7268862.2855057651,6292.1620537502013,8432820.7764467932,7299.722199013082,9783163.3222857881,8468.6222146801083,11349735.234055117,9824.6974848501577,13167161.361200074,11397.920228612835,15275610.782281566,13223.062140750013,17721684.882909812]
[null,1877.9856480000021,2567427.5564949461,2178.7063630228536,2978548.1906599477,2527.5812592403327,3455501.2617720594,2932.3213457231263,4008828.6273782486,3401.8720315083542,4650759.7151583675,3946.6118164811228,5395483.1567606311,4578.5802788321953,6259458.4735069703,5311.7455002142669,7261781.6780770868,6162.3120553882345,8424606.3326277062,7149.0793318848364,9773633.4139703643,8293.8571282285575,11338679.485289663,9621.9473572563365,13154335.241311498,11162.703873639239,15260730.858457671,12950.180754528139,17704422.270838369,15023.885184000017,20539420.451959569]
[null,2122.6508789062523,2984589.7333251587,2462.549690554983,3462510.2965686759,2856.8762424501006,4016959.9190002778,3314.3461391003943,4660193.3260649964,3845.0702034373576,5406427.0140395779,4460.7790532781783,6272155.0196262747,5175.0807911424372,7276511.2491464559,6003.7632697372619,8441694.4841186516,6965.1422067014728,9793457.8539748024,8080.4661863932697,11361678.295781387,9374.3864025297462,13181017.043947404,10875.501118137316,15291685.177490966,12616.988427778724,17740333.326238822,14637.338996636441,20581081.95120227,16981.207031250018,23876717.86660127]
[null,2387.6935582500023,3437166.5649333242,2770.03349511644,3987557.9846761581,3213.5972375873898,4626083.1671770746,3728.1886554130256,5366855.1183516877,4325.1810493193598,6226246.0936987447,5017.7697689867045,7223251.2505226955,5821.2620790476458,8379905.9199546669,6753.417166649735,9721775.0594713241,7834.8377231990444,11278516.948211506,9089.4255162910795,13084538.998356819,10544.90978629522,15179758.400092464,12233.459689752412,17610483.75483112,14192.396070824887,20430439.694566,16465.015693112451,23701953.391768988,19101.548466000018,27497332.519466594]
[null,2673.9287839687531,3960003.2310218089,3102.1033957883988,4594116.1724033924,3598.8412851293015,5329769.1406328995,4175.1216035784355,6183221.9089769041,4843.6810761124807,7173337.1608257322,5619.2969027631607,8321999.4580353051,6519.1113735716217,9654595.985319376,7563.0126360472659,11200580.454709645,8774.0732194883258,12994122.546085628,10179.060220593839,15074863.475791141,11809.027043903552,17488792.345349338,13699.999264530994,20289261.882291444,15893.771726333993,23538168.917119969,18438.831582130882,27307321.37642397,20000,31407957.732995801]
[null,2982.1716540000034,4501460.4581491612,3459.7050116520313,5222276.6204363117,4013.7054255529356,6058516.5309150489,4656.4176925140391,7028663.1862265319,5402.0467907748407,8154158.3929710612,6267.0733937640052,9459879.0222245567,7270.6159057381619,10974683.486838162,8434.8551230254325,12732052.749407504,9785.523310176688,14770828.561787812,11352.473198317124,17136072.343749341,13170.337939733314,19880061.35617676,15279.296034902423,23063443.325676665,17725.960317862311,26756578.329940174,20000,30938616.217558235,20000,35039252.574130066]
[null,3313.2372662812545,5106332.8413435761,3843.7839617885115,5924006.8554282179,4459.2866993353937,6872614.3924308876,5173.3496311372501,7973122.0549981408,6001.7547002645597,9249852.8383531477,6962.8121811456977,10731026.380310316,8077.762906571068,12449378.870082205,9371.2500726798153,14442890.19007617,10871.862609871505,16755621.354480308,12612.767348476513,19438688.797569603,14632.442238163076,22551394.405163717,16975.526193296068,26162535.289000779,19693.806768966104,30351925.984557435,20000,34589863.22814928,20000,38690499.584721111]
[null,3667.9407187500046,5768642.383083839,4255.285865279011,6692371.6267016241,4936.6821469537745,7764016.937121016,5727.1901283654825,9007264.3599669561,6644.2813115397548,10449591.669502784,7708.2262040646938,12122878.690994384,8942.5396070941333,14064107.613895455,10374.502930105991,16316184.446522912,12035.765733180147,18928885.073407661,13963.045570087572,21959955.912261326,16198.939703571405,25476390.514535613,18792.865932141285,29555909.222193569,20000,33963268.656234913,20000,38201205.899826758,20000,42301842.256398588]
[null,4047.0971093437556,6325806.1176862158,4695.1563412047053,7338753.6558276396,5446.9888088851822,8513903.7189551033,6319.2118931161522,9877230.0669878237,7331.1031315585506,11458864.412206177,8505.0284016774567,13293765.68953895,9866.9332383311612,15422488.009426005,11446.919140399541,17892081.452609483,13279.907294709992,20757129.502337053,15406.410762165886,24080956.008169204,17873.430100336882,27937025.086873073,20000,32309308.607229438,20000,36716668.041270785,20000,40954605.28486263,20000,45055241.641434461]
[null,4451.5215360000066,6987496.5822857637,5164.3410086467647,8106400.2175092334,5991.3037256067155,9404473.0475977268,6950.6876343066724,10910405.733518105,8063.6966672790641,12657481.817740772,9354.9317131404405,14684317.001378078,10852.931031305947,17035707.426269386,12590.804148656043,19763624.694494434,14606.961909068412,22928361.817812782,16945.965823727023,26599866.432011746,19659.513192838069,30859287.129900046,20000,35282181.856289901,20000,39689541.290331244,20000,43927478.53392309,20000,48028114.89049492]
[null,4882.029096656257,7917734.1182567636,5663.7854866863654,9185596.1319727469,6570.7239375954759,10656479.933308603,7622.8900608544582,12362895.738553885,8843.5384256594152,14342558.090634093,10259.649077610109,16639223.555380363,11902.520217042293,19303651.934451416,13808.463399971077,22394733.750672035,16019.604190862779,25980788.756428413,18584.813653786565,30141076.637337949,20000,34670151.49614533,20000,39093046.222535186,20000,43500405.656576529,20000,47738342.900168374,20000,51838979.256740205]
[null,5339.4348892500084,8599547.3004248794,6194.4353944046779,9976587.6499135345,7186.3464853285641,11574132.431551307,8337.0918816769245,13427491.386553735,9672.1049136577258,15577626.738576934,11220.893434242918,18072063.02582198,13017.688026563996,20965931.086077157,15102.20233944022,24323192.632253572,17520.508754700466,28218050.578142393,20000,32694954.327805996,20000,37224029.186613381,20000,41646923.913003236,20000,46054283.347044572,20000,50292220.590636417,20000,54392856.947208256]
[null,5824.5540117187593,9331685.9789324142,6757.2363508828757,10825963.255727274,7839.2684092830796,12559518.025382334,9094.5658056914854,14570666.190527083,10550.872638232113,16903857.370984975,12240.377722195326,19610662.19614999,14200.421690894853,22750905.17166445,16474.326412159055,26393993.511502471,19112.35021518885,30620447.534470458,20000,35208927.679360472,20000,39738002.538167857,20000,44160897.264557712,20000,48568256.698599048,20000,52806193.942190893,20000,56906830.298762731]
[null,6338.2015620000093,10134712.513695678,7353.1339752021331,11757577.947686259,8530.5867499361248,13640311.599125518,9896.584541815555,15824526.597594682,11481.318106340699,18358497.619210247,13319.814880623793,21298233.1392079,15452.708441058665,24708705.786041684,17927.141063223156,28665295.524445977,20000,33154373.055481721,20000,37742853.200371735,20000,42271928.05917912,20000,46694822.785568975,20000,51102182.219610311,20000,55340119.463202156,20000,59440755.819773994]
[null,6881.1926380312616,10917292.426694598,7983.0738864436235,12665471.912605748,9261.3985477648021,14693586.060546746,10744.42079896655,17046461.273221593,12464.917824941605,19776099.889646374,14460.91784868478,22942835.234687973,16776.535508079232,26616656.978364676,19462.951737728108,30878765.758287765,20000,35428920.373554826,20000,40017400.518444836,20000,44546475.377252221,20000,48969370.103642076,20000,53376729.537683412,20000,57614666.781275257,20000,61715303.137847096]
[null,7454.3423377500121,11720436.054857509,8648.0017036885183,13597222.448060207,10032.800843246208,15774537.230319934,11639.347286061884,18300504.51207792,13503.148300992947,21230952.24639428,15665.399565534743,24630652.251082584,18173.890122980349,28574743.069646902,20000,33033600.059620183,20000,37583754.67488724,20000,42172234.81977725,20000,46701309.678584635,20000,51124204.40497449,20000,55531563.839015827,20000,59769501.082607672,20000,63870137.43917951]
[null,8058.4657590937632,12564551.39538984,9348.8630460179902,14576505.471602777,10845.890676857447,16910632.235965468,12582.636712018968,19618521.736507367,14597.486041452847,22760022.700890154,16934.972970330138,26404571.865945309,19646.759516785816,30632719.314213522,20000,35128577.852582246,20000,39678732.467849307,20000,44267212.612739317,20000,48796287.471546702,20000,53219182.197936557,20000,57626541.631977893,20000,61864478.875569738,20000,65965115.232141577]
[null,8694.3780000000115,13440583.496435279,10086.603532513212,15592816.06736936,11701.765089075616,18089684.015968945,13575.561785755219,20986374.378070373,15749.407553279421,24346908.68504224,18271.351002227424,28245564.977519244,20000,32647888.429348469,20000,37143746.967717193,20000,41693901.582984254,20000,46282381.727874264,20000,50811456.586681649,20000,55234351.313071504,20000,59641710.74711284,20000,63879647.990704685,20000,67980284.347276524]
[null,9362.8941584062613,14299909.730365667,10862.168782255359,16589745.695543282,12601.521120377818,19246251.366081104,14619.39521618805,22328142.171331987,16960.389343430794,25903532.871314611,19676.246600383063,30051450.487162866,20000,34483488.019372374,20000,38979346.557741098,20000,43529501.173008159,20000,48117981.317898169,20000,52647056.176705554,20000,57069950.903095409,20000,61477310.337136745,20000,65715247.58072859,20000,69815883.937300429]
[null,10064.829332250009,15153374.247025883,11676.504414325602,17579874.973177586,13546.255811241152,20394929.429746989,15715.409712234876,23660757.371392354,18231.907918865079,27449538.865664564,20000,31747384.890989307,20000,36179422.423198819,20000,40675280.961567543,20000,45225435.576834604,20000,49813915.721724615,20000,54342990.580531999,20000,58765885.306921855,20000,63173244.740963191,20000,67411181.984555036,20000,71511818.341126874]
[null,10800.998619468755,15907635.988679253,12530.556047805114,18454916.194964863,14537.066202142722,21410090.458690606,16864.877982813112,24838475.533225972,19565.439786540403,28815844.261075858,20000,33144036.752964024,20000,37576074.285173535,20000,42071932.82354226,20000,46622087.43880932,20000,51210567.583699331,20000,55739642.442506716,20000,60162537.168896571,20000,64569896.602937907,20000,68807833.846529752,20000,72908470.20310159]
[null,11572.217118000004,16865832.961934626,13425.269301775072,19566548.674629435,15575.049333559629,22699727.95663441,18069.072736840179,26334621.918091223,20000,30471874.325988736,20000,34800066.817876905,20000,39232104.350086413,20000,43727962.888455138,20000,48278117.503722198,20000,52866597.648612209,20000,57395672.507419594,20000,61818567.233809449,20000,66225926.667850785,20000,70463863.911442637,20000,74564500.268014476]
[null,12379.29992578125,17643863.715042491,14361.589795316644,20469165.025414009,16661.302245968971,23746879.702848434,19329.266683233476,27549453.4517597,20000,31728861.001765981,20000,36057053.493654154,20000,40489091.025863662,20000,44984949.564232387,20000,49535104.179499447,20000,54123584.324389458,20000,58652659.183196843,20000,63075553.909586698,20000,67482913.343628034,20000,71720850.587219879,20000,75821486.943791717]
[null,13223.062140749995,18408967.167094905,15340.463147511005,21356784.034181505,17796.921979847848,24776632.59198647,20000,28706679.280253038,20000,32886086.830259319,20000,37214279.322147489,20000,41646316.854356997,20000,46142175.392725721,20000,50692330.007992782,20000,55280810.152882792,20000,59809885.011690177,20000,64232779.738080032,20000,68640139.172121376,20000,72878076.415713221,20000,76978712.772285059]
[null,14104.318860843743,19168778.919051804,16362.834977439334,22238263.98609221,18983.005575673367,25799263.38090761,20000,29784096.430919249,20000,33963503.98092553,20000,38291696.472813696,20000,42723734.005023211,20000,47219592.543391928,20000,51769747.158658996,20000,56358227.303549007,20000,60887302.162356392,20000,65310196.888746247,20000,69717556.322787583,20000,73955493.566379428,20000,78056129.922951266]
[null,15023.885183999988,19888200.766468763,17429.650904182796,23072886.422282938,20000,26756967.51483313,20000,30741800.564844768,20000,34921208.11485105,20000,39249400.606739216,20000,43681438.138948731,20000,48177296.677317448,20000,52727451.292584516,20000,57315931.437474526,20000,61845006.296281911,20000,66267901.022671767,20000,70675260.45671311,20000,74913197.700304955,20000,79013834.056876794]
[null,15982.576208156237,20701362.792064466,18541.856546822568,24016259.595140066,20000,27774528.157128997,20000,31759361.207140636,20000,35938768.757146917,20000,40266961.249035083,20000,44698998.781244598,20000,49194857.319613315,20000,53745011.934880383,20000,58333492.079770394,20000,62862566.938577779,20000,67285461.664967626,20000,71692821.099008977,20000,75930758.342600822,20000,80031394.699172661]
[null,16981.207031249982,21277343.056520391,19700.397524439824,24684471.23375516,20000,28452901.918659575,20000,32437734.968671214,20000,36617142.518677495,20000,40945335.010565661,20000,45377372.542775176,20000,49873231.081143893,20000,54423385.696410961,20000,59011865.841300972,20000,63540940.700108357,20000,67963835.426498204,20000,72371194.860539556,20000,76609132.104131401,20000,80709768.460703239]
[null,18020.592751218726,21852622.92897474,20000,25322940.656372175,20000,29091371.34127659,20000,33076204.391288228,20000,37255611.941294506,20000,41583804.433182672,20000,46015841.965392187,20000,50511700.503760904,20000,55061855.119027972,20000,59650335.263917983,20000,64179410.122725368,20000,68602304.849115223,20000,73009664.283156574,20000,77247601.526748419,20000,81348237.883320257]
[null,19101.548465999975,22386187.193607524,20000,25881601.401162062,20000,29650032.086066477,20000,33634865.136078112,20000,37814272.68608439,20000,42142465.177972555,20000,46574502.710182071,20000,51070361.248550788,20000,55620515.863817856,20000,60208996.008707866,20000,64738070.867515251,20000,69160965.593905106,20000,73568325.027946457,20000,77806262.271538302,20000,81906898.628110141]
[null,20000,22685469.735459249,20000,26180883.943013787,20000,29949314.627918202,20000,33934147.677929834,20000,38113555.227936111,20000,42441747.719824277,20000,46873785.252033792,20000,51369643.790402509,20000,55919798.405669577,20000,60508278.550559588,20000,65037353.409366973,20000,69460248.135756835,20000,73867607.569798186,20000,78105544.813390031,20000,82206181.16996187]
[null,20000,23024656.616224539,20000,26520070.823779076,20000,30288501.508683491,20000,34273334.558695123,20000,38452742.1087014,20000,42780934.600589566,20000,47212972.132799082,20000,51708830.671167798,20000,56258985.286434866,20000,60847465.431324877,20000,65376540.290132262,20000,69799435.016522124,20000,74206794.450563475,20000,78444731.694155321,20000,82545368.050727159]
[null,20000,23423700.005360171,20000,26919114.212914709,20000,30687544.897819124,20000,34672377.947830752,20000,38851785.497837029,20000,43179977.989725195,20000,47612015.52193471,20000,52107874.060303427,20000,56658028.675570495,20000,61246508.820460506,20000,65775583.679267891,20000,70198478.405657753,20000,74605837.839699104,20000,78843775.083290949,20000,82944411.439862788]
[null,20000,23902552.072322931,20000,27397966.279877469,20000,31166396.964781884,20000,35151230.014793515,20000,39330637.564799793,20000,43658830.056687959,20000,48090867.588897474,20000,52586726.127266191,20000,57136880.742533259,20000,61725360.887423269,20000,66254435.746230654,20000,70677330.472620517,20000,75084689.906661868,20000,79322627.150253713,20000,83423263.506825551]
[null,20000,24141978.105804309,20000,27637392.313358847,20000,31405822.998263262,20000,35390656.048274897,20000,39570063.598281175,20000,43898256.09016934,20000,48330293.622378856,20000,52826152.160747573,20000,57376306.776014641,20000,61964786.920904651,20000,66493861.779712036,20000,70916756.506101891,20000,75324115.940143242,20000,79562053.183735088,20000,83662689.540306926]
[null,20000,24321547.630915344,20000,27816961.838469882,20000,31585392.523374297,20000,35570225.573385932,20000,39749633.123392209,20000,44077825.615280375,20000,48509863.14748989,20000,53005721.685858607,20000,57555876.301125675,20000,62144356.446015686,20000,66673431.304823071,20000,71096326.031212926,20000,75503685.465254277,20000,79741622.708846122,20000,83842259.06541796]
[null,20000,24521069.325483158,20000,28016483.533037696,20000,31784914.217942111,20000,35769747.267953746,20000,39949154.817960024,20000,44277347.309848189,20000,48709384.842057705,20000,53205243.380426422,20000,57755397.99569349,20000,62343878.1405835,20000,66872952.999390885,20000,71295847.72578074,20000,75703207.159822091,20000,79941144.403413936,20000,84041780.759985775]
[null,20000,24700638.850594193,20000,28196053.058148731,20000,31964483.743053146,20000,35949316.793064781,20000,40128724.343071058,20000,44456916.834959224,20000,48888954.367168739,20000,53384812.905537456,20000,57934967.520804524,20000,62523447.665694535,20000,67052522.52450192,20000,71475417.250891775,20000,75882776.684933126,20000,80120713.928524971,20000,84221350.285096809]
[null,20000,24820351.867334884,20000,28315766.074889421,20000,32084196.759793837,20000,36069029.809805468,20000,40248437.359811746,20000,44576629.851699911,20000,49008667.383909427,20000,53504525.922278143,20000,58054680.537545212,20000,62643160.682435222,20000,67172235.541242614,20000,71595130.26763247,20000,76002489.701673821,20000,80240426.945265666,20000,84341063.301837504]
[null,20000,24920112.714618791,20000,28415526.922173329,20000,32183957.607077744,20000,36168790.657089375,20000,40348198.207095653,20000,44676390.698983818,20000,49108428.231193334,20000,53604286.769562051,20000,58154441.384829119,20000,62742921.529719129,20000,67271996.388526529,20000,71694891.114916384,20000,76102250.548957735,20000,80340187.79254958,20000,84440824.149121419]
[null,20000,0,20000,0,20000,0,20000,0,20000,0,20000,0,20000,0,20000,0,20000,0,20000,0,20000,0,20000,0,20000,0,20000,0,20000,0]
[null,{"$f":"IF(B94<$O$5,0,IF(C94*$B$341>$O$8,$O$8,C94*$B$341))","v":20000},{"$f":"IF(B94>$O$6,0,IF(B94<$O$5,0,IF(ROW(B94)>ROW($B$30),OFFSET(INDIRECT(ADDRESS(ROW(), COLUMN())),-1,0)+$O$15*D94*B407,IF(ROW(B94)=ROW($B$30),$O$15*D94*B407,0))))","v":0},{"$f":"IF(B94<$O$5,0,IF(C94*$D$341>$O$8,$O$8,C94*$D$341))","v":20000},{"$f":"IF(B94>$O$6,0,IF(B94<$O$5,0,IF(ROW(B94)>ROW($B$30),OFFSET(INDIRECT(ADDRESS(ROW(), COLUMN())),-1,0)+$O$15*D94*D407,IF(ROW(B94)=ROW($B$30),$O$15*D94*D407,0))))","v":0},{"$f":"IF(B94<$O$5,0,IF(C94*$F$341>$O$8,$O$8,C94*$F$341))","v":20000},{"$f":"IF(B94>$O$6,0,IF(B94<$O$5,0,IF(ROW(B94)>ROW($B$30),OFFSET(INDIRECT(ADDRESS(ROW(), COLUMN())),-1,0)+$O$15*D94*F407,IF(ROW(B94)=ROW($B$30),$O$15*D94*F407,0))))","v":0},{"$f":"IF(B94<$O$5,0,IF(C94*$H$341>$O$8,$O$8,C94*$H$341))","v":20000},{"$f":"IF(B94>$O$6,0,IF(B94<$O$5,0,IF(ROW(B94)>ROW($B$30),OFFSET(INDIRECT(ADDRESS(ROW(), COLUMN())),-1,0)+$O$15*D94*H407,IF(ROW(B94)=ROW($B$30),$O$15*D94*H407,0))))","v":0},{"$f":"IF(B94<$O$5,0,IF(C94*$J$341>$O$8,$O$8,C94*$J$341))","v":20000},{"$f":"IF(B94>$O$6,0,IF(B94<$O$5,0,IF(ROW(B94)>ROW($B$30),OFFSET(INDIRECT(ADDRESS(ROW(), COLUMN())),-1,0)+$O$15*D94*J407,IF(ROW(B94)=ROW($B$30),$O$15*D94*J407,0))))","v":0},{"$f":"IF(B94<$O$5,0,IF(C94*$L$341>$O$8,$O$8,C94*$L$341))","v":20000},{"$f":"IF(B94>$O$6,0,IF(B94<$O$5,0,IF(ROW(B94)>ROW($B$30),OFFSET(INDIRECT(ADDRESS(ROW(), COLUMN())),-1,0)+$O$15*D94*L407,IF(ROW(B94)=ROW($B$30),$O$15*D94*L407,0))))","v":0},{"$f":"IF(B94<$O$5,0,IF(C94*$N$341>$O$8,$O$8,C94*$N$341))","v":20000},{"$f":"IF(B94>$O$6,0,IF(B94<$O$5,0,IF(ROW(B94)>ROW($B$30),OFFSET(INDIRECT(ADDRESS(ROW(), COLUMN())),-1,0)+$O$15*D94*N407,IF(ROW(B94)=ROW($B$30),$O$15*D94*N407,0))))","v":0},{"$f":"IF(B94<$O$5,0,IF(C94*$P$341>$O$8,$O$8,C94*$P$341))","v":20000},{"$f":"IF(B94>$O$6,0,IF(B94<$O$5,0,IF(ROW(B94)>ROW($B$30),OFFSET(INDIRECT(ADDRESS(ROW(), COLUMN())),-1,0)+$O$15*D94*P407,IF(ROW(B94)=ROW($B$30),$O$15*D94*P407,0))))","v":0},{"$f":"IF(B94<$O$5,0,IF(C94*$R$341>$O$8,$O$8,C94*$R$341))","v":20000},{"$f":"IF(B94>$O$6,0,IF(B94<$O$5,0,IF(ROW(B94)>ROW($B$30),OFFSET(INDIRECT(ADDRESS(ROW(), COLUMN())),-1,0)+$O$15*D94*R407,IF(ROW(B94)=ROW($B$30),$O$15*D94*R407,0))))","v":0},{"$f":"IF(B94<$O$5,0,IF(C94*$T$341>$O$8,$O$8,C94*$T$341))","v":20000},{"$f":"IF(B94>$O$6,0,IF(B94<$O$5,0,IF(ROW(B94)>ROW($B$30),OFFSET(INDIRECT(ADDRESS(ROW(), COLUMN())),-1,0)+$O$15*D94*T407,IF(ROW(B94)=ROW($B$30),$O$15*D94*T407,0))))","v":0},{"$f":"IF(B94<$O$5,0,IF(C94*$V$341>$O$8,$O$8,C94*$V$341))","v":20000},{"$f":"IF(B94>$O$6,0,IF(B94<$O$5,0,IF(ROW(B94)>ROW($B$30),OFFSET(INDIRECT(ADDRESS(ROW(), COLUMN())),-1,0)+$O$15*D94*V407,IF(ROW(B94)=ROW($B$30),$O$15*D94*V407,0))))","v":0},{"$f":"IF(B94<$O$5,0,IF(C94*$X$341>$O$8,$O$8,C94*$X$341))","v":20000},{"$f":"IF(B94>$O$6,0,IF(B94<$O$5,0,IF(ROW(B94)>ROW($B$30),OFFSET(INDIRECT(ADDRESS(ROW(), COLUMN())),-1,0)+$O$15*D94*X407,IF(ROW(B94)=ROW($B$30),$O$15*D94*X407,0))))","v":0},{"$f":"IF(B94<$O$5,0,IF(C94*$Z$341>$O$8,$O$8,C94*$Z$341))","v":20000},{"$f":"IF(B94>$O$6,0,IF(B94<$O$5,0,IF(ROW(B94)>ROW($B$30),OFFSET(INDIRECT(ADDRESS(ROW(), COLUMN())),-1,0)+$O$15*D94*Z407,IF(ROW(B94)=ROW($B$30),$O$15*D94*Z407,0))))","v":0},{"$f":"IF(B94<$O$5,0,IF(C94*$AB$341>$O$8,$O$8,C94*$AB$341))","v":20000},{"$f":"IF(B94>$O$6,0,IF(B94<$O$5,0,IF(ROW(B94)>ROW($B$30),OFFSET(INDIRECT(ADDRESS(ROW(), COLUMN())),-1,0)+$O$15*D94*AB407,IF(ROW(B94)=ROW($B$30),$O$15*D94*AB407,0))))","v":0},{"$f":"IF(B94<$O$5,0,IF(C94*$AD$341>$O$8,$O$8,C94*$AD$341))","v":20000},{"$f":"IF(B94>$O$6,0,IF(B94<$O$5,0,IF(ROW(B94)>ROW($B$30),OFFSET(INDIRECT(ADDRESS(ROW(), COLUMN())),-1,0)+$O$15*D94*AD407,IF(ROW(B94)=ROW($B$30),$O$15*D94*AD407,0))))","v":0}]
[null,20000,0,20000,0,20000,0,20000,0,20000,0,20000,0,20000,0,20000,0,20000,0,20000,0,20000,0,20000,0,20000,0,20000,0,20000,0]
[null,20000,0,20000,0,20000,0,20000,0,20000,0,20000,0,20000,0,20000,0,20000,0,20000,0,20000,0,20000,0,20000,0,20000,0,20000,0]
[null,20000,0,20000,0,20000,0,20000,0,20000,0,20000,0,20000,0,20000,0,20000,0,20000,0,20000,0,20000,0,20000,0,20000,0,20000,0]
[null,20000,0,20000,0,20000,0,20000,0,20000,0,20000,0,20000,0,20000,0,20000,0,20000,0,20000,0,20000,0,20000,0,20000,0,20000,0]
[null,20000,0,20000,0,20000,0,20000,0,20000,0,20000,0,20000,0,20000,0,20000,0,20000,0,20000,0,20000,0,20000,0,20000,0,20000,0]
[null,20000,0,20000,0,20000,0,20000,0,20000,0,20000,0,20000,0,20000,0,20000,0,20000,0,20000,0,20000,0,20000,0,20000,0,20000,0]
[null,20000,0,20000,0,20000,0,20000,0,20000,0,20000,0,20000,0,20000,0,20000,0,20000,0,20000,0,20000,0,20000,0,20000,0,20000,0]
[null,20000,0,20000,0,20000,0,20000,0,20000,0,20000,0,20000,0,20000,0,20000,0,20000,0,20000,0,20000,0,20000,0,20000,0,20000,0]
[null,20000,0,20000,0,20000,0,20000,0,20000,0,20000,0,20000,0,20000,0,20000,0,20000,0,20000,0,20000,0,20000,0,20000,0,20000,0]
[null,20000,0,20000,0,20000,0,20000,0,20000,0,20000,0,20000,0,20000,0,20000,0,20000,0,20000,0,20000,0,20000,0,20000,0,20000,0]
[null,20000,0,20000,0,20000,0,20000,0,20000,0,20000,0,20000,0,20000,0,20000,0,20000,0,20000,0,20000,0,20000,0,20000,0,20000,0]
[null,20000,0,20000,0,20000,0,20000,0,20000,0,20000,0,20000,0,20000,0,20000,0,20000,0,20000,0,20000,0,20000,0,20000,0,20000,0]
[null,20000,0,20000,0,20000,0,20000,0,20000,0,20000,0,20000,0,20000,0,20000,0,20000,0,20000,0,20000,0,20000,0,20000,0,20000,0]
[null,20000,0,20000,0,20000,0,20000,0,20000,0,20000,0,20000,0,20000,0,20000,0,20000,0,20000,0,20000,0,20000,0,20000,0,20000,0]
[null,20000,0,20000,0,20000,0,20000,0,20000,0,20000,0,20000,0,20000,0,20000,0,20000,0,20000,0,20000,0,20000,0,20000,0,20000,0]
[null,20000,0,20000,0,20000,0,20000,0,20000,0,20000,0,20000,0,20000,0,20000,0,20000,0,20000,0,20000,0,20000,0,20000,0,20000,0]
[null,20000,0,20000,0,20000,0,20000,0,20000,0,20000,0,20000,0,20000,0,20000,0,20000,0,20000,0,20000,0,20000,0,20000,0,20000,0]
[null,20000,0,20000,0,20000,0,20000,0,20000,0,20000,0,20000,0,20000,0,20000,0,20000,0,20000,0,20000,0,20000,0,20000,0,20000,0]
[null,20000,0,20000,0,20000,0,20000,0,20000,0,20000,0,20000,0,20000,0,20000,0,20000,0,20000,0,20000,0,20000,0,20000,0,20000,0]
[null,20000,0,20000,0,20000,0,20000,0,20000,0,20000,0,20000,0,20000,0,20000,0,20000,0,20000,0,20000,0,20000,0,20000,0,20000,0]
[null,20000,0,20000,0,20000,0,20000,0,20000,0,20000,0,20000,0,20000,0,20000,0,20000,0,20000,0,20000,0,20000,0,20000,0,20000,0]
[null,20000,0,20000,0,20000,0,20000,0,20000,0,20000,0,20000,0,20000,0,20000,0,20000,0,20000,0,20000,0,20000,0,20000,0,20000,0]
[null,20000,0,20000,0,20000,0,20000,0,20000,0,20000,0,20000,0,20000,0,20000,0,20000,0,20000,0,20000,0,20000,0,20000,0,20000,0]
[null,20000,0,20000,0,20000,0,20000,0,20000,0,20000,0,20000,0,20000,0,20000,0,20000,0,20000,0,20000,0,20000,0,20000,0,20000,0]
[null,20000,0,20000,0,20000,0,20000,0,20000,0,20000,0,20000,0,20000,0,20000,0,20000,0,20000,0,20000,0,20000,0,20000,0,20000,0]
[null,20000,0,20000,0,20000,0,20000,0,20000,0,20000,0,20000,0,20000,0,20000,0,20000,0,20000,0,20000,0,20000,0,20000,0,20000,0]
[null,20000,0,20000,0,20000,0,20000,0,20000,0,20000,0,20000,0,20000,0,20000,0,20000,0,20000,0,20000,0,20000,0,20000,0,20000,0]
[null,20000,0,20000,0,20000,0,20000,0,20000,0,20000,0,20000,0,20000,0,20000,0,20000,0,20000,0,20000,0,20000,0,20000,0,20000,0]
[null,20000,0,20000,0,20000,0,20000,0,20000,0,20000,0,20000,0,20000,0,20000,0,20000,0,20000,0,20000,0,20000,0,20000,0,20000,0]
[null,20000,0,20000,0,20000,0,20000,0,20000,0,20000,0,20000,0,20000,0,20000,0,20000,0,20000,0,20000,0,20000,0,20000,0,20000,0]
[null,20000,0,20000,0,20000,0,20000,0,20000,0,20000,0,20000,0,20000,0,20000,0,20000,0,20000,0,20000,0,20000,0,20000,0,20000,0]
[null,20000,0,20000,0,20000,0,20000,0,20000,0,20000,0,20000,0,20000,0,20000,0,20000,0,20000,0,20000,0,20000,0,20000,0,20000,0]
[null,20000,0,20000,0,20000,0,20000,0,20000,0,20000,0,20000,0,20000,0,20000,0,20000,0,20000,0,20000,0,20000,0,20000,0,20000,0]
[null,20000,0,20000,0,20000,0,20000,0,20000,0,20000,0,20000,0,20000,0,20000,0,20000,0,20000,0,20000,0,20000,0,20000,0,20000,0]
[null,20000,0,20000,0,20000,0,20000,0,20000,0,20000,0,20000,0,20000,0,20000,0,20000,0,20000,0,20000,0,20000,0,20000,0,20000,0]
[null,20000,0,20000,0,20000,0,20000,0,20000,0,20000,0,20000,0,20000,0,20000,0,20000,0,20000,0,20000,0,20000,0,20000,0,20000,0]
[null,20000,0,20000,0,20000,0,20000,0,20000,0,20000,0,20000,0,20000,0,20000,0,20000,0,20000,0,20000,0,20000,0,20000,0,20000,0]
[null,20000,0,20000,0,20000,0,20000,0,20000,0,20000,0,20000,0,20000,0,20000,0,20000,0,20000,0,20000,0,20000,0,20000,0,20000,0]
[null,20000,0,20000,0,20000,0,20000,0,20000,0,20000,0,20000,0,20000,0,20000,0,20000,0,20000,0,20000,0,20000,0,20000,0,20000,0]
[null,20000,0,20000,0,20000,0,20000,0,20000,0,20000,0,20000,0,20000,0,20000,0,20000,0,20000,0,20000,0,20000,0,20000,0,20000,0]
[null,20000,0,20000,0,20000,0,20000,0,20000,0,20000,0,20000,0,20000,0,20000,0,20000,0,20000,0,20000,0,20000,0,20000,0,20000,0]
[null,20000,0,20000,0,20000,0,20000,0,20000,0,20000,0,20000,0,20000,0,20000,0,20000,0,20000,0,20000,0,20000,0,20000,0,20000,0]
[null,20000,0,20000,0,20000,0,20000,0,20000,0,20000,0,20000,0,20000,0,20000,0,20000,0,20000,0,20000,0,20000,0,20000,0,20000,0]
[null,20000,0,20000,0,20000,0,20000,0,20000,0,20000,0,20000,0,20000,0,20000,0,20000,0,20000,0,20000,0,20000,0,20000,0,20000,0]
[null,20000,0,20000,0,20000,0,20000,0,20000,0,20000,0,20000,0,20000,0,20000,0,20000,0,20000,0,20000,0,20000,0,20000,0,20000,0]
[null,20000,0,20000,0,20000,0,20000,0,20000,0,20000,0,20000,0,20000,0,20000,0,20000,0,20000,0,20000,0,20000,0,20000,0,20000,0]
[null,20000,0,20000,0,20000,0,20000,0,20000,0,20000,0,20000,0,20000,0,20000,0,20000,0,20000,0,20000,0,20000,0,20000,0,20000,0]
[null,20000,0,20000,0,20000,0,20000,0,20000,0,20000,0,20000,0,20000,0,20000,0,20000,0,20000,0,20000,0,20000,0,20000,0,20000,0]
[null,20000,0,20000,0,20000,0,20000,0,20000,0,20000,0,20000,0,20000,0,20000,0,20000,0,20000,0,20000,0,20000,0,20000,0,20000,0]
[null,20000,0,20000,0,20000,0,20000,0,20000,0,20000,0,20000,0,20000,0,20000,0,20000,0,20000,0,20000,0,20000,0,20000,0,20000,0]
[null,20000,0,20000,0,20000,0,20000,0,20000,0,20000,0,20000,0,20000,0,20000,0,20000,0,20000,0,20000,0,20000,0,20000,0,20000,0]
[null,20000,0,20000,0,20000,0,20000,0,20000,0,20000,0,20000,0,20000,0,20000,0,20000,0,20000,0,20000,0,20000,0,20000,0,20000,0]
[null,20000,0,20000,0,20000,0,20000,0,20000,0,20000,0,20000,0,20000,0,20000,0,20000,0,20000,0,20000,0,20000,0,20000,0,20000,0]
[null,20000,0,20000,0,20000,0,20000,0,20000,0,20000,0,20000,0,20000,0,20000,0,20000,0,20000,0,20000,0,20000,0,20000,0,20000,0]
[null,20000,0,20000,0,20000,0,20000,0,20000,0,20000,0,20000,0,20000,0,20000,0,20000,0,20000,0,20000,0,20000,0,20000,0,20000,0]
[null,20000,0,20000,0,20000,0,20000,0,20000,0,20000,0,20000,0,20000,0,20000,0,20000,0,20000,0,20000,0,20000,0,20000,0,20000,0]
[null,20000,0,20000,0,20000,0,20000,0,20000,0,20000,0,20000,0,20000,0,20000,0,20000,0,20000,0,20000,0,20000,0,20000,0,20000,0]
[null,20000,0,20000,0,20000,0,20000,0,20000,0,20000,0,20000,0,20000,0,20000,0,20000,0,20000,0,20000,0,20000,0,20000,0,20000,0]
[null,20000,0,20000,0,20000,0,20000,0,20000,0,20000,0,20000,0,20000,0,20000,0,20000,0,20000,0,20000,0,20000,0,20000,0,20000,0]
[null,20000,0,20000,0,20000,0,20000,0,20000,0,20000,0,20000,0,20000,0,20000,0,20000,0,20000,0,20000,0,20000,0,20000,0,20000,0]
[null,20000,0,20000,0,20000,0,20000,0,20000,0,20000,0,20000,0,20000,0,20000,0,20000,0,20000,0,20000,0,20000,0,20000,0,20000,0]
[null,20000,0,20000,0,20000,0,20000,0,20000,0,20000,0,20000,0,20000,0,20000,0,20000,0,20000,0,20000,0,20000,0,20000,0,20000,0]
[null,20000,0,20000,0,20000,0,20000,0,20000,0,20000,0,20000,0,20000,0,20000,0,20000,0,20000,0,20000,0,20000,0,20000,0,20000,0]
[null,{"$f":"IF(B158<$O$5,0,IF(C158*$B$341>$O$8,$O$8,C158*$B$341))","v":20000},{"$f":"IF(B158>$O$6,0,IF(B158<$O$5,0,IF(ROW(B158)>ROW($B$30),OFFSET(INDIRECT(ADDRESS(ROW(), COLUMN())),-1,0)+$O$15*D158*B471,IF(ROW(B158)=ROW($B$30),$O$15*D158*B471,0))))","v":0},{"$f":"IF(B158<$O$5,0,IF(C158*$D$341>$O$8,$O$8,C158*$D$341))","v":20000},{"$f":"IF(B158>$O$6,0,IF(B158<$O$5,0,IF(ROW(B158)>ROW($B$30),OFFSET(INDIRECT(ADDRESS(ROW(), COLUMN())),-1,0)+$O$15*D158*D471,IF(ROW(B158)=ROW($B$30),$O$15*D158*D471,0))))","v":0},{"$f":"IF(B158<$O$5,0,IF(C158*$F$341>$O$8,$O$8,C158*$F$341))","v":20000},{"$f":"IF(B158>$O$6,0,IF(B158<$O$5,0,IF(ROW(B158)>ROW($B$30),OFFSET(INDIRECT(ADDRESS(ROW(), COLUMN())),-1,0)+$O$15*D158*F471,IF(ROW(B158)=ROW($B$30),$O$15*D158*F471,0))))","v":0},{"$f":"IF(B158<$O$5,0,IF(C158*$H$341>$O$8,$O$8,C158*$H$341))","v":20000},{"$f":"IF(B158>$O$6,0,IF(B158<$O$5,0,IF(ROW(B158)>ROW($B$30),OFFSET(INDIRECT(ADDRESS(ROW(), COLUMN())),-1,0)+$O$15*D158*H471,IF(ROW(B158)=ROW($B$30),$O$15*D158*H471,0))))","v":0},{"$f":"IF(B158<$O$5,0,IF(C158*$J$341>$O$8,$O$8,C158*$J$341))","v":20000},{"$f":"IF(B158>$O$6,0,IF(B158<$O$5,0,IF(ROW(B158)>ROW($B$30),OFFSET(INDIRECT(ADDRESS(ROW(), COLUMN())),-1,0)+$O$15*D158*J471,IF(ROW(B158)=ROW($B$30),$O$15*D158*J471,0))))","v":0},{"$f":"IF(B158<$O$5,0,IF(C158*$L$341>$O$8,$O$8,C158*$L$341))","v":20000},{"$f":"IF(B158>$O$6,0,IF(B158<$O$5,0,IF(ROW(B158)>ROW($B$30),OFFSET(INDIRECT(ADDRESS(ROW(), COLUMN())),-1,0)+$O$15*D158*L471,IF(ROW(B158)=ROW($B$30),$O$15*D158*L471,0))))","v":0},{"$f":"IF(B158<$O$5,0,IF(C158*$N$341>$O$8,$O$8,C158*$N$341))","v":20000},{"$f":"IF(B158>$O$6,0,IF(B158<$O$5,0,IF(ROW(B158)>ROW($B$30),OFFSET(INDIRECT(ADDRESS(ROW(), COLUMN())),-1,0)+$O$15*D158*N471,IF(ROW(B158)=ROW($B$30),$O$15*D158*N471,0))))","v":0},{"$f":"IF(B158<$O$5,0,IF(C158*$P$341>$O$8,$O$8,C158*$P$341))","v":20000},{"$f":"IF(B158>$O$6,0,IF(B158<$O$5,0,IF(ROW(B158)>ROW($B$30),OFFSET(INDIRECT(ADDRESS(ROW(), COLUMN())),-1,0)+$O$15*D158*P471,IF(ROW(B158)=ROW($B$30),$O$15*D158*P471,0))))","v":0},{"$f":"IF(B158<$O$5,0,IF(C158*$R$341>$O$8,$O$8,C158*$R$341))","v":20000},{"$f":"IF(B158>$O$6,0,IF(B158<$O$5,0,IF(ROW(B158)>ROW($B$30),OFFSET(INDIRECT(ADDRESS(ROW(), COLUMN())),-1,0)+$O$15*D158*R471,IF(ROW(B158)=ROW($B$30),$O$15*D158*R471,0))))","v":0},{"$f":"IF(B158<$O$5,0,IF(C158*$T$341>$O$8,$O$8,C158*$T$341))","v":20000},{"$f":"IF(B158>$O$6,0,IF(B158<$O$5,0,IF(ROW(B158)>ROW($B$30),OFFSET(INDIRECT(ADDRESS(ROW(), COLUMN())),-1,0)+$O$15*D158*T471,IF(ROW(B158)=ROW($B$30),$O$15*D158*T471,0))))","v":0},{"$f":"IF(B158<$O$5,0,IF(C158*$V$341>$O$8,$O$8,C158*$V$341))","v":20000},{"$f":"IF(B158>$O$6,0,IF(B158<$O$5,0,IF(ROW(B158)>ROW($B$30),OFFSET(INDIRECT(ADDRESS(ROW(), COLUMN())),-1,0)+$O$15*D158*V471,IF(ROW(B158)=ROW($B$30),$O$15*D158*V471,0))))","v":0},{"$f":"IF(B158<$O$5,0,IF(C158*$X$341>$O$8,$O$8,C158*$X$341))","v":20000},{"$f":"IF(B158>$O$6,0,IF(B158<$O$5,0,IF(ROW(B158)>ROW($B$30),OFFSET(INDIRECT(ADDRESS(ROW(), COLUMN())),-1,0)+$O$15*D158*X471,IF(ROW(B158)=ROW($B$30),$O$15*D158*X471,0))))","v":0},{"$f":"IF(B158<$O$5,0,IF(C158*$Z$341>$O$8,$O$8,C158*$Z$341))","v":20000},{"$f":"IF(B158>$O$6,0,IF(B158<$O$5,0,IF(ROW(B158)>ROW($B$30),OFFSET(INDIRECT(ADDRESS(ROW(), COLUMN())),-1,0)+$O$15*D158*Z471,IF(ROW(B158)=ROW($B$30),$O$15*D158*Z471,0))))","v":0},{"$f":"IF(B158<$O$5,0,IF(C158*$AB$341>$O$8,$O$8,C158*$AB$341))","v":20000},{"$f":"IF(B158>$O$6,0,IF(B158<$O$5,0,IF(ROW(B158)>ROW($B$30),OFFSET(INDIRECT(ADDRESS(ROW(), COLUMN())),-1,0)+$O$15*D158*AB471,IF(ROW(B158)=ROW($B$30),$O$15*D158*AB471,0))))","v":0},{"$f":"IF(B158<$O$5,0,IF(C158*$AD$341>$O$8,$O$8,C158*$AD$341))","v":20000},{"$f":"IF(B158>$O$6,0,IF(B158<$O$5,0,IF(ROW(B158)>ROW($B$30),OFFSET(INDIRECT(ADDRESS(ROW(), COLUMN())),-1,0)+$O$15*D158*AD471,IF(ROW(B158)=ROW($B$30),$O$15*D158*AD471,0))))","v":0}]
[null,20000,0,20000,0,20000,0,20000,0,20000,0,20000,0,20000,0,20000,0,20000,0,20000,0,20000,0,20000,0,20000,0,20000,0,20000,0]
[null,20000,0,20000,0,20000,0,20000,0,20000,0,20000,0,20000,0,20000,0,20000,0,20000,0,20000,0,20000,0,20000,0,20000,0,20000,0]
[null,20000,0,20000,0,20000,0,20000,0,20000,0,20000,0,20000,0,20000,0,20000,0,20000,0,20000,0,20000,0,20000,0,20000,0,20000,0]
[null,20000,0,20000,0,20000,0,20000,0,20000,0,20000,0,20000,0,20000,0,20000,0,20000,0,20000,0,20000,0,20000,0,20000,0,20000,0]
[null,20000,0,20000,0,20000,0,20000,0,20000,0,20000,0,20000,0,20000,0,20000,0,20000,0,20000,0,20000,0,20000,0,20000,0,20000,0]
[null,20000,0,20000,0,20000,0,20000,0,20000,0,20000,0,20000,0,20000,0,20000,0,20000,0,20000,0,20000,0,20000,0,20000,0,20000,0]
[null,20000,0,20000,0,20000,0,20000,0,20000,0,20000,0,20000,0,20000,0,20000,0,20000,0,20000,0,20000,0,20000,0,20000,0,20000,0]
[null,20000,0,20000,0,20000,0,20000,0,20000,0,20000,0,20000,0,20000,0,20000,0,20000,0,20000,0,20000,0,20000,0,20000,0,20000,0]
[null,20000,0,20000,0,20000,0,20000,0,20000,0,20000,0,20000,0,20000,0,20000,0,20000,0,20000,0,20000,0,20000,0,20000,0,20000,0]
[null,20000,0,20000,0,20000,0,20000,0,20000,0,20000,0,20000,0,20000,0,20000,0,20000,0,20000,0,20000,0,20000,0,20000,0,20000,0]
[null,20000,0,20000,0,20000,0,20000,0,20000,0,20000,0,20000,0,20000,0,20000,0,20000,0,20000,0,20000,0,20000,0,20000,0,20000,0]
[null,20000,0,20000,0,20000,0,20000,0,20000,0,20000,0,20000,0,20000,0,20000,0,20000,0,20000,0,20000,0,20000,0,20000,0,20000,0]
[null,20000,0,20000,0,20000,0,20000,0,20000,0,20000,0,20000,0,20000,0,20000,0,20000,0,20000,0,20000,0,20000,0,20000,0,20000,0]
[null,20000,0,20000,0,20000,0,20000,0,20000,0,20000,0,20000,0,20000,0,20000,0,20000,0,20000,0,20000,0,20000,0,20000,0,20000,0]
[null,20000,0,20000,0,20000,0,20000,0,20000,0,20000,0,20000,0,20000,0,20000,0,20000,0,20000,0,20000,0,20000,0,20000,0,20000,0]
[null,20000,0,20000,0,20000,0,20000,0,20000,0,20000,0,20000,0,20000,0,20000,0,20000,0,20000,0,20000,0,20000,0,20000,0,20000,0]
[null,20000,0,20000,0,20000,0,20000,0,20000,0,20000,0,20000,0,20000,0,20000,0,20000,0,20000,0,20000,0,20000,0,20000,0,20000,0]
[null,20000,0,20000,0,20000,0,20000,0,20000,0,20000,0,20000,0,20000,0,20000,0,20000,0,20000,0,20000,0,20000,0,20000,0,20000,0]
[null,20000,0,20000,0,20000,0,20000,0,20000,0,20000,0,20000,0,20000,0,20000,0,20000,0,20000,0,20000,0,20000,0,20000,0,20000,0]
[null,20000,0,20000,0,20000,0,20000,0,20000,0,20000,0,20000,0,20000,0,20000,0,20000,0,20000,0,20000,0,20000,0,20000,0,20000,0]
[null,20000,0,20000,0,20000,0,20000,0,20000,0,20000,0,20000,0,20000,0,20000,0,20000,0,20000,0,20000,0,20000,0,20000,0,20000,0]
[null,20000,0,20000,0,20000,0,20000,0,20000,0,20000,0,20000,0,20000,0,20000,0,20000,0,20000,0,20000,0,20000,0,20000,0,20000,0]
[null,20000,0,20000,0,20000,0,20000,0,20000,0,20000,0,20000,0,20000,0,20000,0,20000,0,20000,0,20000,0,20000,0,20000,0,20000,0]
[null,20000,0,20000,0,20000,0,20000,0,20000,0,20000,0,20000,0,20000,0,20000,0,20000,0,20000,0,20000,0,20000,0,20000,0,20000,0]
[null,20000,0,20000,0,20000,0,20000,0,20000,0,20000,0,20000,0,20000,0,20000,0,20000,0,20000,0,20000,0,20000,0,20000,0,20000,0]
[null,20000,0,20000,0,20000,0,20000,0,20000,0,20000,0,20000,0,20000,0,20000,0,20000,0,20000,0,20000,0,20000,0,20000,0,20000,0]
[null,20000,0,20000,0,20000,0,20000,0,20000,0,20000,0,20000,0,20000,0,20000,0,20000,0,20000,0,20000,0,20000,0,20000,0,20000,0]
[null,20000,0,20000,0,20000,0,20000,0,20000,0,20000,0,20000,0,20000,0,20000,0,20000,0,20000,0,20000,0,20000,0,20000,0,20000,0]
[null,20000,0,20000,0,20000,0,20000,0,20000,0,20000,0,20000,0,20000,0,20000,0,20000,0,20000,0,20000,0,20000,0,20000,0,20000,0]
[null,20000,0,20000,0,20000,0,20000,0,20000,0,20000,0,20000,0,20000,0,20000,0,20000,0,20000,0,20000,0,20000,0,20000,0,20000,0]
[null,20000,0,20000,0,20000,0,20000,0,20000,0,20000,0,20000,0,20000,0,20000,0,20000,0,20000,0,20000,0,20000,0,20000,0,20000,0]
[null,20000,0,20000,0,20000,0,20000,0,20000,0,20000,0,20000,0,20000,0,20000,0,20000,0,20000,0,20000,0,20000,0,20000,0,20000,0]
[null,20000,0,20000,0,20000,0,20000,0,20000,0,20000,0,20000,0,20000,0,20000,0,20000,0,20000,0,20000,0,20000,0,20000,0,20000,0]
[null,20000,0,20000,0,20000,0,20000,0,20000,0,20000,0,20000,0,20000,0,20000,0,20000,0,20000,0,20000,0,20000,0,20000,0,20000,0]
[null,20000,0,20000,0,20000,0,20000,0,20000,0,20000,0,20000,0,20000,0,20000,0,20000,0,20000,0,20000,0,20000,0,20000,0,20000,0]
[null,20000,0,20000,0,20000,0,20000,0,20000,0,20000,0,20000,0,20000,0,20000,0,20000,0,20000,0,20000,0,20000,0,20000,0,20000,0]
[null,20000,0,20000,0,20000,0,20000,0,20000,0,20000,0,20000,0,20000,0,20000,0,20000,0,20000,0,20000,0,20000,0,20000,0,20000,0]
[null,20000,0,20000,0,20000,0,20000,0,20000,0,20000,0,20000,0,20000,0,20000,0,20000,0,20000,0,20000,0,20000,0,20000,0,20000,0]
[null,20000,0,20000,0,20000,0,20000,0,20000,0,20000,0,20000,0,20000,0,20000,0,20000,0,20000,0,20000,0,20000,0,20000,0,20000,0]
[null,20000,0,20000,0,20000,0,20000,0,20000,0,20000,0,20000,0,20000,0,20000,0,20000,0,20000,0,20000,0,20000,0,20000,0,20000,0]
[null,20000,0,20000,0,20000,0,20000,0,20000,0,20000,0,20000,0,20000,0,20000,0,20000,0,20000,0,20000,0,20000,0,20000,0,20000,0]
[null,20000,0,20000,0,20000,0,20000,0,20000,0,20000,0,20000,0,20000,0,20000,0,20000,0,20000,0,20000,0,20000,0,20000,0,20000,0]
[null,20000,0,20000,0,20000,0,20000,0,20000,0,20000,0,20000,0,20000,0,20000,0,20000,0,20000,0,20000,0,20000,0,20000,0,20000,0]
[null,20000,0,20000,0,20000,0,20000,0,20000,0,20000,0,20000,0,20000,0,20000,0,20000,0,20000,0,20000,0,20000,0,20000,0,20000,0]
[null,20000,0,20000,0,20000,0,20000,0,20000,0,20000,0,20000,0,20000,0,20000,0,20000,0,20000,0,20000,0,20000,0,20000,0,20000,0]
[null,20000,0,20000,0,20000,0,20000,0,20000,0,20000,0,20000,0,20000,0,20000,0,20000,0,20000,0,20000,0,20000,0,20000,0,20000,0]
[null,20000,0,20000,0,20000,0,20000,0,20000,0,20000,0,20000,0,20000,0,20000,0,20000,0,20000,0,20000,0,20000,0,20000,0,20000,0]
[null,20000,0,20000,0,20000,0,20000,0,20000,0,20000,0,20000,0,20000,0,20000,0,20000,0,20000,0,20000,0,20000,0,20000,0,20000,0]
[null,20000,0,20000,0,20000,0,20000,0,20000,0,20000,0,20000,0,20000,0,20000,0,20000,0,20000,0,20000,0,20000,0,20000,0,20000,0]
[null,20000,0,20000,0,20000,0,20000,0,20000,0,20000,0,20000,0,20000,0,20000,0,20000,0,20000,0,20000,0,20000,0,20000,0,20000,0]
[null,20000,0,20000,0,20000,0,20000,0,20000,0,20000,0,20000,0,20000,0,20000,0,20000,0,20000,0,20000,0,20000,0,20000,0,20000,0]
[null,20000,0,20000,0,20000,0,20000,0,20000,0,20000,0,20000,0,20000,0,20000,0,20000,0,20000,0,20000,0,20000,0,20000,0,20000,0]
[null,20000,0,20000,0,20000,0,20000,0,20000,0,20000,0,20000,0,20000,0,20000,0,20000,0,20000,0,20000,0,20000,0,20000,0,20000,0]
[null,20000,0,20000,0,20000,0,20000,0,20000,0,20000,0,20000,0,20000,0,20000,0,20000,0,20000,0,20000,0,20000,0,20000,0,20000,0]
[null,20000,0,20000,0,20000,0,20000,0,20000,0,20000,0,20000,0,20000,0,20000,0,20000,0,20000,0,20000,0,20000,0,20000,0,20000,0]
[null,20000,0,20000,0,20000,0,20000,0,20000,0,20000,0,20000,0,20000,0,20000,0,20000,0,20000,0,20000,0,20000,0,20000,0,20000,0]
[null,20000,0,20000,0,20000,0,20000,0,20000,0,20000,0,20000,0,20000,0,20000,0,20000,0,20000,0,20000,0,20000,0,20000,0,20000,0]
[null,20000,0,20000,0,20000,0,20000,0,20000,0,20000,0,20000,0,20000,0,20000,0,20000,0,20000,0,20000,0,20000,0,20000,0,20000,0]
[null,20000,0,20000,0,20000,0,20000,0,20000,0,20000,0,20000,0,20000,0,20000,0,20000,0,20000,0,20000,0,20000,0,20000,0,20000,0]
[null,20000,0,20000,0,20000,0,20000,0,20000,0,20000,0,20000,0,20000,0,20000,0,20000,0,20000,0,20000,0,20000,0,20000,0,20000,0]
[null,20000,0,20000,0,20000,0,20000,0,20000,0,20000,0,20000,0,20000,0,20000,0,20000,0,20000,0,20000,0,20000,0,20000,0,20000,0]
[null,20000,0,20000,0,20000,0,20000,0,20000,0,20000,0,20000,0,20000,0,20000,0,20000,0,20000,0,20000,0,20000,0,20000,0,20000,0]
[null,20000,0,20000,0,20000,0,20000,0,20000,0,20000,0,20000,0,20000,0,20000,0,20000,0,20000,0,20000,0,20000,0,20000,0,20000,0]
[null,{"$f":"IF(B222<$O$5,0,IF(C222*$B$341>$O$8,$O$8,C222*$B$341))","v":20000},{"$f":"IF(B222>$O$6,0,IF(B222<$O$5,0,IF(ROW(B222)>ROW($B$30),OFFSET(INDIRECT(ADDRESS(ROW(), COLUMN())),-1,0)+$O$15*D222*B535,IF(ROW(B222)=ROW($B$30),$O$15*D222*B535,0))))","v":0},{"$f":"IF(B222<$O$5,0,IF(C222*$D$341>$O$8,$O$8,C222*$D$341))","v":20000},{"$f":"IF(B222>$O$6,0,IF(B222<$O$5,0,IF(ROW(B222)>ROW($B$30),OFFSET(INDIRECT(ADDRESS(ROW(), COLUMN())),-1,0)+$O$15*D222*D535,IF(ROW(B222)=ROW($B$30),$O$15*D222*D535,0))))","v":0},{"$f":"IF(B222<$O$5,0,IF(C222*$F$341>$O$8,$O$8,C222*$F$341))","v":20000},{"$f":"IF(B222>$O$6,0,IF(B222<$O$5,0,IF(ROW(B222)>ROW($B$30),OFFSET(INDIRECT(ADDRESS(ROW(), COLUMN())),-1,0)+$O$15*D222*F535,IF(ROW(B222)=ROW($B$30),$O$15*D222*F535,0))))","v":0},{"$f":"IF(B222<$O$5,0,IF(C222*$H$341>$O$8,$O$8,C222*$H$341))","v":20000},{"$f":"IF(B222>$O$6,0,IF(B222<$O$5,0,IF(ROW(B222)>ROW($B$30),OFFSET(INDIRECT(ADDRESS(ROW(), COLUMN())),-1,0)+$O$15*D222*H535,IF(ROW(B222)=ROW($B$30),$O$15*D222*H535,0))))","v":0},{"$f":"IF(B222<$O$5,0,IF(C222*$J$341>$O$8,$O$8,C222*$J$341))","v":20000},{"$f":"IF(B222>$O$6,0,IF(B222<$O$5,0,IF(ROW(B222)>ROW($B$30),OFFSET(INDIRECT(ADDRESS(ROW(), COLUMN())),-1,0)+$O$15*D222*J535,IF(ROW(B222)=ROW($B$30),$O$15*D222*J535,0))))","v":0},{"$f":"IF(B222<$O$5,0,IF(C222*$L$341>$O$8,$O$8,C222*$L$341))","v":20000},{"$f":"IF(B222>$O$6,0,IF(B222<$O$5,0,IF(ROW(B222)>ROW($B$30),OFFSET(INDIRECT(ADDRESS(ROW(), COLUMN())),-1,0)+$O$15*D222*L535,IF(ROW(B222)=ROW($B$30),$O$15*D222*L535,0))))","v":0},{"$f":"IF(B222<$O$5,0,IF(C222*$N$341>$O$8,$O$8,C222*$N$341))","v":20000},{"$f":"IF(B222>$O$6,0,IF(B222<$O$5,0,IF(ROW(B222)>ROW($B$30),OFFSET(INDIRECT(ADDRESS(ROW(), COLUMN())),-1,0)+$O$15*D222*N535,IF(ROW(B222)=ROW($B$30),$O$15*D222*N535,0))))","v":0},{"$f":"IF(B222<$O$5,0,IF(C222*$P$341>$O$8,$O$8,C222*$P$341))","v":20000},{"$f":"IF(B222>$O$6,0,IF(B222<$O$5,0,IF(ROW(B222)>ROW($B$30),OFFSET(INDIRECT(ADDRESS(ROW(), COLUMN())),-1,0)+$O$15*D222*P535,IF(ROW(B222)=ROW($B$30),$O$15*D222*P535,0))))","v":0},{"$f":"IF(B222<$O$5,0,IF(C222*$R$341>$O$8,$O$8,C222*$R$341))","v":20000},{"$f":"IF(B222>$O$6,0,IF(B222<$O$5,0,IF(ROW(B222)>ROW($B$30),OFFSET(INDIRECT(ADDRESS(ROW(), COLUMN())),-1,0)+$O$15*D222*R535,IF(ROW(B222)=ROW($B$30),$O$15*D222*R535,0))))","v":0},{"$f":"IF(B222<$O$5,0,IF(C222*$T$341>$O$8,$O$8,C222*$T$341))","v":20000},{"$f":"IF(B222>$O$6,0,IF(B222<$O$5,0,IF(ROW(B222)>ROW($B$30),OFFSET(INDIRECT(ADDRESS(ROW(), COLUMN())),-1,0)+$O$15*D222*T535,IF(ROW(B222)=ROW($B$30),$O$15*D222*T535,0))))","v":0},{"$f":"IF(B222<$O$5,0,IF(C222*$V$341>$O$8,$O$8,C222*$V$341))","v":20000},{"$f":"IF(B222>$O$6,0,IF(B222<$O$5,0,IF(ROW(B222)>ROW($B$30),OFFSET(INDIRECT(ADDRESS(ROW(), COLUMN())),-1,0)+$O$15*D222*V535,IF(ROW(B222)=ROW($B$30),$O$15*D222*V535,0))))","v":0},{"$f":"IF(B222<$O$5,0,IF(C222*$X$341>$O$8,$O$8,C222*$X$341))","v":20000},{"$f":"IF(B222>$O$6,0,IF(B222<$O$5,0,IF(ROW(B222)>ROW($B$30),OFFSET(INDIRECT(ADDRESS(ROW(), COLUMN())),-1,0)+$O$15*D222*X535,IF(ROW(B222)=ROW($B$30),$O$15*D222*X535,0))))","v":0},{"$f":"IF(B222<$O$5,0,IF(C222*$Z$341>$O$8,$O$8,C222*$Z$341))","v":20000},{"$f":"IF(B222>$O$6,0,IF(B222<$O$5,0,IF(ROW(B222)>ROW($B$30),OFFSET(INDIRECT(ADDRESS(ROW(), COLUMN())),-1,0)+$O$15*D222*Z535,IF(ROW(B222)=ROW($B$30),$O$15*D222*Z535,0))))","v":0},{"$f":"IF(B222<$O$5,0,IF(C222*$AB$341>$O$8,$O$8,C222*$AB$341))","v":20000},{"$f":"IF(B222>$O$6,0,IF(B222<$O$5,0,IF(ROW(B222)>ROW($B$30),OFFSET(INDIRECT(ADDRESS(ROW(), COLUMN())),-1,0)+$O$15*D222*AB535,IF(ROW(B222)=ROW($B$30),$O$15*D222*AB535,0))))","v":0},{"$f":"IF(B222<$O$5,0,IF(C222*$AD$341>$O$8,$O$8,C222*$AD$341))","v":20000},{"$f":"IF(B222>$O$6,0,IF(B222<$O$5,0,IF(ROW(B222)>ROW($B$30),OFFSET(INDIRECT(ADDRESS(ROW(), COLUMN())),-1,0)+$O$15*D222*AD535,IF(ROW(B222)=ROW($B$30),$O$15*D222*AD535,0))))","v":0}]
[null,20000,0,20000,0,20000,0,20000,0,20000,0,20000,0,20000,0,20000,0,20000,0,20000,0,20000,0,20000,0,20000,0,20000,0,20000,0]
[null,20000,0,20000,0,20000,0,20000,0,20000,0,20000,0,20000,0,20000,0,20000,0,20000,0,20000,0,20000,0,20000,0,20000,0,20000,0]
[null,20000,0,20000,0,20000,0,20000,0,20000,0,20000,0,20000,0,20000,0,20000,0,20000,0,20000,0,20000,0,20000,0,20000,0,20000,0]
[null,20000,0,20000,0,20000,0,20000,0,20000,0,20000,0,20000,0,20000,0,20000,0,20000,0,20000,0,20000,0,20000,0,20000,0,20000,0]
[null,20000,0,20000,0,20000,0,20000,0,20000,0,20000,0,20000,0,20000,0,20000,0,20000,0,20000,0,20000,0,20000,0,20000,0,20000,0]
[null,20000,0,20000,0,20000,0,20000,0,20000,0,20000,0,20000,0,20000,0,20000,0,20000,0,20000,0,20000,0,20000,0,20000,0,20000,0]
[null,20000,0,20000,0,20000,0,20000,0,20000,0,20000,0,20000,0,20000,0,20000,0,20000,0,20000,0,20000,0,20000,0,20000,0,20000,0]
[null,20000,0,20000,0,20000,0,20000,0,20000,0,20000,0,20000,0,20000,0,20000,0,20000,0,20000,0,20000,0,20000,0,20000,0,20000,0]
[null,20000,0,20000,0,20000,0,20000,0,20000,0,20000,0,20000,0,20000,0,20000,0,20000,0,20000,0,20000,0,20000,0,20000,0,20000,0]
[null,20000,0,20000,0,20000,0,20000,0,20000,0,20000,0,20000,0,20000,0,20000,0,20000,0,20000,0,20000,0,20000,0,20000,0,20000,0]
[null,20000,0,20000,0,20000,0,20000,0,20000,0,20000,0,20000,0,20000,0,20000,0,20000,0,20000,0,20000,0,20000,0,20000,0,20000,0]
[null,20000,0,20000,0,20000,0,20000,0,20000,0,20000,0,20000,0,20000,0,20000,0,20000,0,20000,0,20000,0,20000,0,20000,0,20000,0]
[null,20000,0,20000,0,20000,0,20000,0,20000,0,20000,0,20000,0,20000,0,20000,0,20000,0,20000,0,20000,0,20000,0,20000,0,20000,0]
[null,20000,0,20000,0,20000,0,20000,0,20000,0,20000,0,20000,0,20000,0,20000,0,20000,0,20000,0,20000,0,20000,0,20000,0,20000,0]
[null,20000,0,20000,0,20000,0,20000,0,20000,0,20000,0,20000,0,20000,0,20000,0,20000,0,20000,0,20000,0,20000,0,20000,0,20000,0]
[null,20000,0,20000,0,20000,0,20000,0,20000,0,20000,0,20000,0,20000,0,20000,0,20000,0,20000,0,20000,0,20000,0,20000,0,20000,0]
[null,20000,0,20000,0,20000,0,20000,0,20000,0,20000,0,20000,0,20000,0,20000,0,20000,0,20000,0,20000,0,20000,0,20000,0,20000,0]
[null,20000,0,20000,0,20000,0,20000,0,20000,0,20000,0,20000,0,20000,0,20000,0,20000,0,20000,0,20000,0,20000,0,20000,0,20000,0]
[null,20000,0,20000,0,20000,0,20000,0,20000,0,20000,0,20000,0,20000,0,20000,0,20000,0,20000,0,20000,0,20000,0,20000,0,20000,0]
[null,20000,0,20000,0,20000,0,20000,0,20000,0,20000,0,20000,0,20000,0,20000,0,20000,0,20000,0,20000,0,20000,0,20000,0,20000,0]
[null,20000,0,20000,0,20000,0,20000,0,20000,0,20000,0,20000,0,20000,0,20000,0,20000,0,20000,0,20000,0,20000,0,20000,0,20000,0]
[null,20000,0,20000,0,20000,0,20000,0,20000,0,20000,0,20000,0,20000,0,20000,0,20000,0,20000,0,20000,0,20000,0,20000,0,20000,0]
[null,20000,0,20000,0,20000,0,20000,0,20000,0,20000,0,20000,0,20000,0,20000,0,20000,0,20000,0,20000,0,20000,0,20000,0,20000,0]
[null,20000,0,20000,0,20000,0,20000,0,20000,0,20000,0,20000,0,20000,0,20000,0,20000,0,20000,0,20000,0,20000,0,20000,0,20000,0]
[null,20000,0,20000,0,20000,0,20000,0,20000,0,20000,0,20000,0,20000,0,20000,0,20000,0,20000,0,20000,0,20000,0,20000,0,20000,0]
[null,20000,0,20000,0,20000,0,20000,0,20000,0,20000,0,20000,0,20000,0,20000,0,20000,0,20000,0,20000,0,20000,0,20000,0,20000,0]
[null,20000,0,20000,0,20000,0,20000,0,20000,0,20000,0,20000,0,20000,0,20000,0,20000,0,20000,0,20000,0,20000,0,20000,0,20000,0]
[null,20000,0,20000,0,20000,0,20000,0,20000,0,20000,0,20000,0,20000,0,20000,0,20000,0,20000,0,20000,0,20000,0,20000,0,20000,0]
[null,20000,0,20000,0,20000,0,20000,0,20000,0,20000,0,20000,0,20000,0,20000,0,20000,0,20000,0,20000,0,20000,0,20000,0,20000,0]
[null,20000,0,20000,0,20000,0,20000,0,20000,0,20000,0,20000,0,20000,0,20000,0,20000,0,20000,0,20000,0,20000,0,20000,0,20000,0]
[null,20000,0,20000,0,20000,0,20000,0,20000,0,20000,0,20000,0,20000,0,20000,0,20000,0,20000,0,20000,0,20000,0,20000,0,20000,0]
[null,20000,0,20000,0,20000,0,20000,0,20000,0,20000,0,20000,0,20000,0,20000,0,20000,0,20000,0,20000,0,20000,0,20000,0,20000,0]
[null,20000,0,20000,0,20000,0,20000,0,20000,0,20000,0,20000,0,20000,0,20000,0,20000,0,20000,0,20000,0,20000,0,20000,0,20000,0]
[null,20000,0,20000,0,20000,0,20000,0,20000,0,20000,0,20000,0,20000,0,20000,0,20000,0,20000,0,20000,0,20000,0,20000,0,20000,0]
[null,20000,0,20000,0,20000,0,20000,0,20000,0,20000,0,20000,0,20000,0,20000,0,20000,0,20000,0,20000,0,20000,0,20000,0,20000,0]
[null,20000,0,20000,0,20000,0,20000,0,20000,0,20000,0,20000,0,20000,0,20000,0,20000,0,20000,0,20000,0,20000,0,20000,0,20000,0]
[null,20000,0,20000,0,20000,0,20000,0,20000,0,20000,0,20000,0,20000,0,20000,0,20000,0,20000,0,20000,0,20000,0,20000,0,20000,0]
[null,20000,0,20000,0,20000,0,20000,0,20000,0,20000,0,20000,0,20000,0,20000,0,20000,0,20000,0,20000,0,20000,0,20000,0,20000,0]
[null,20000,0,20000,0,20000,0,20000,0,20000,0,20000,0,20000,0,20000,0,20000,0,20000,0,20000,0,20000,0,20000,0,20000,0,20000,0]
[null,20000,0,20000,0,20000,0,20000,0,20000,0,20000,0,20000,0,20000,0,20000,0,20000,0,20000,0,20000,0,20000,0,20000,0,20000,0]
[null,20000,0,20000,0,20000,0,20000,0,20000,0,20000,0,20000,0,20000,0,20000,0,20000,0,20000,0,20000,0,20000,0,20000,0,20000,0]
[null,20000,0,20000,0,20000,0,20000,0,20000,0,20000,0,20000,0,20000,0,20000,0,20000,0,20000,0,20000,0,20000,0,20000,0,20000,0]
[null,20000,0,20000,0,20000,0,20000,0,20000,0,20000,0,20000,0,20000,0,20000,0,20000,0,20000,0,20000,0,20000,0,20000,0,20000,0]
[null,20000,0,20000,0,20000,0,20000,0,20000,0,20000,0,20000,0,20000,0,20000,0,20000,0,20000,0,20000,0,20000,0,20000,0,20000,0]
[null,20000,0,20000,0,20000,0,20000,0,20000,0,20000,0,20000,0,20000,0,20000,0,20000,0,20000,0,20000,0,20000,0,20000,0,20000,0]
[null,20000,0,20000,0,20000,0,20000,0,20000,0,20000,0,20000,0,20000,0,20000,0,20000,0,20000,0,20000,0,20000,0,20000,0,20000,0]
[null,20000,0,20000,0,20000,0,20000,0,20000,0,20000,0,20000,0,20000,0,20000,0,20000,0,20000,0,20000,0,20000,0,20000,0,20000,0]
[null,20000,0,20000,0,20000,0,20000,0,20000,0,20000,0,20000,0,20000,0,20000,0,20000,0,20000,0,20000,0,20000,0,20000,0,20000,0]
[null,20000,0,20000,0,20000,0,20000,0,20000,0,20000,0,20000,0,20000,0,20000,0,20000,0,20000,0,20000,0,20000,0,20000,0,20000,0]
[null,20000,0,20000,0,20000,0,20000,0,20000,0,20000,0,20000,0,20000,0,20000,0,20000,0,20000,0,20000,0,20000,0,20000,0,20000,0]
[null,20000,0,20000,0,20000,0,20000,0,20000,0,20000,0,20000,0,20000,0,20000,0,20000,0,20000,0,20000,0,20000,0,20000,0,20000,0]
[null,20000,0,20000,0,20000,0,20000,0,20000,0,20000,0,20000,0,20000,0,20000,0,20000,0,20000,0,20000,0,20000,0,20000,0,20000,0]
[null,20000,0,20000,0,20000,0,20000,0,20000,0,20000,0,20000,0,20000,0,20000,0,20000,0,20000,0,20000,0,20000,0,20000,0,20000,0]
[null,20000,0,20000,0,20000,0,20000,0,20000,0,20000,0,20000,0,20000,0,20000,0,20000,0,20000,0,20000,0,20000,0,20000,0,20000,0]
[null,20000,0,20000,0,20000,0,20000,0,20000,0,20000,0,20000,0,20000,0,20000,0,20000,0,20000,0,20000,0,20000,0,20000,0,20000,0]
[null,20000,0,20000,0,20000,0,20000,0,20000,0,20000,0,20000,0,20000,0,20000,0,20000,0,20000,0,20000,0,20000,0,20000,0,20000,0]
[null,20000,0,20000,0,20000,0,20000,0,20000,0,20000,0,20000,0,20000,0,20000,0,20000,0,20000,0,20000,0,20000,0,20000,0,20000,0]
[null,20000,0,20000,0,20000,0,20000,0,20000,0,20000,0,20000,0,20000,0,20000,0,20000,0,20000,0,20000,0,20000,0,20000,0,20000,0]
[null,20000,0,20000,0,20000,0,20000,0,20000,0,20000,0,20000,0,20000,0,20000,0,20000,0,20000,0,20000,0,20000,0,20000,0,20000,0]
[null,20000,0,20000,0,20000,0,20000,0,20000,0,20000,0,20000,0,20000,0,20000,0,20000,0,20000,0,20000,0,20000,0,20000,0,20000,0]
[null,20000,0,20000,0,20000,0,20000,0,20000,0,20000,0,20000,0,20000,0,20000,0,20000,0,20000,0,20000,0,20000,0,20000,0,20000,0]
[null,20000,0,20000,0,20000,0,20000,0,20000,0,20000,0,20000,0,20000,0,20000,0,20000,0,20000,0,20000,0,20000,0,20000,0,20000,0]
[null,20000,0,20000,0,20000,0,20000,0,20000,0,20000,0,20000,0,20000,0,20000,0,20000,0,20000,0,20000,0,20000,0,20000,0,20000,0]
[null,{"$f":"IF(B286<$O$5,0,IF(C286*$B$341>$O$8,$O$8,C286*$B$341))","v":20000},{"$f":"IF(B286>$O$6,0,IF(B286<$O$5,0,IF(ROW(B286)>ROW($B$30),OFFSET(INDIRECT(ADDRESS(ROW(), COLUMN())),-1,0)+$O$15*D286*B599,IF(ROW(B286)=ROW($B$30),$O$15*D286*B599,0))))","v":0},{"$f":"IF(B286<$O$5,0,IF(C286*$D$341>$O$8,$O$8,C286*$D$341))","v":20000},{"$f":"IF(B286>$O$6,0,IF(B286<$O$5,0,IF(ROW(B286)>ROW($B$30),OFFSET(INDIRECT(ADDRESS(ROW(), COLUMN())),-1,0)+$O$15*D286*D599,IF(ROW(B286)=ROW($B$30),$O$15*D286*D599,0))))","v":0},{"$f":"IF(B286<$O$5,0,IF(C286*$F$341>$O$8,$O$8,C286*$F$341))","v":20000},{"$f":"IF(B286>$O$6,0,IF(B286<$O$5,0,IF(ROW(B286)>ROW($B$30),OFFSET(INDIRECT(ADDRESS(ROW(), COLUMN())),-1,0)+$O$15*D286*F599,IF(ROW(B286)=ROW($B$30),$O$15*D286*F599,0))))","v":0},{"$f":"IF(B286<$O$5,0,IF(C286*$H$341>$O$8,$O$8,C286*$H$341))","v":20000},{"$f":"IF(B286>$O$6,0,IF(B286<$O$5,0,IF(ROW(B286)>ROW($B$30),OFFSET(INDIRECT(ADDRESS(ROW(), COLUMN())),-1,0)+$O$15*D286*H599,IF(ROW(B286)=ROW($B$30),$O$15*D286*H599,0))))","v":0},{"$f":"IF(B286<$O$5,0,IF(C286*$J$341>$O$8,$O$8,C286*$J$341))","v":20000},{"$f":"IF(B286>$O$6,0,IF(B286<$O$5,0,IF(ROW(B286)>ROW($B$30),OFFSET(INDIRECT(ADDRESS(ROW(), COLUMN())),-1,0)+$O$15*D286*J599,IF(ROW(B286)=ROW($B$30),$O$15*D286*J599,0))))","v":0},{"$f":"IF(B286<$O$5,0,IF(C286*$L$341>$O$8,$O$8,C286*$L$341))","v":20000},{"$f":"IF(B286>$O$6,0,IF(B286<$O$5,0,IF(ROW(B286)>ROW($B$30),OFFSET(INDIRECT(ADDRESS(ROW(), COLUMN())),-1,0)+$O$15*D286*L599,IF(ROW(B286)=ROW($B$30),$O$15*D286*L599,0))))","v":0},{"$f":"IF(B286<$O$5,0,IF(C286*$N$341>$O$8,$O$8,C286*$N$341))","v":20000},{"$f":"IF(B286>$O$6,0,IF(B286<$O$5,0,IF(ROW(B286)>ROW($B$30),OFFSET(INDIRECT(ADDRESS(ROW(), COLUMN())),-1,0)+$O$15*D286*N599,IF(ROW(B286)=ROW($B$30),$O$15*D286*N599,0))))","v":0},{"$f":"IF(B286<$O$5,0,IF(C286*$P$341>$O$8,$O$8,C286*$P$341))","v":20000},{"$f":"IF(B286>$O$6,0,IF(B286<$O$5,0,IF(ROW(B286)>ROW($B$30),OFFSET(INDIRECT(ADDRESS(ROW(), COLUMN())),-1,0)+$O$15*D286*P599,IF(ROW(B286)=ROW($B$30),$O$15*D286*P599,0))))","v":0},{"$f":"IF(B286<$O$5,0,IF(C286*$R$341>$O$8,$O$8,C286*$R$341))","v":20000},{"$f":"IF(B286>$O$6,0,IF(B286<$O$5,0,IF(ROW(B286)>ROW($B$30),OFFSET(INDIRECT(ADDRESS(ROW(), COLUMN())),-1,0)+$O$15*D286*R599,IF(ROW(B286)=ROW($B$30),$O$15*D286*R599,0))))","v":0},{"$f":"IF(B286<$O$5,0,IF(C286*$T$341>$O$8,$O$8,C286*$T$341))","v":20000},{"$f":"IF(B286>$O$6,0,IF(B286<$O$5,0,IF(ROW(B286)>ROW($B$30),OFFSET(INDIRECT(ADDRESS(ROW(), COLUMN())),-1,0)+$O$15*D286*T599,IF(ROW(B286)=ROW($B$30),$O$15*D286*T599,0))))","v":0},{"$f":"IF(B286<$O$5,0,IF(C286*$V$341>$O$8,$O$8,C286*$V$341))","v":20000},{"$f":"IF(B286>$O$6,0,IF(B286<$O$5,0,IF(ROW(B286)>ROW($B$30),OFFSET(INDIRECT(ADDRESS(ROW(), COLUMN())),-1,0)+$O$15*D286*V599,IF(ROW(B286)=ROW($B$30),$O$15*D286*V599,0))))","v":0},{"$f":"IF(B286<$O$5,0,IF(C286*$X$341>$O$8,$O$8,C286*$X$341))","v":20000},{"$f":"IF(B286>$O$6,0,IF(B286<$O$5,0,IF(ROW(B286)>ROW($B$30),OFFSET(INDIRECT(ADDRESS(ROW(), COLUMN())),-1,0)+$O$15*D286*X599,IF(ROW(B286)=ROW($B$30),$O$15*D286*X599,0))))","v":0},{"$f":"IF(B286<$O$5,0,IF(C286*$Z$341>$O$8,$O$8,C286*$Z$341))","v":20000},{"$f":"IF(B286>$O$6,0,IF(B286<$O$5,0,IF(ROW(B286)>ROW($B$30),OFFSET(INDIRECT(ADDRESS(ROW(), COLUMN())),-1,0)+$O$15*D286*Z599,IF(ROW(B286)=ROW($B$30),$O$15*D286*Z599,0))))","v":0},{"$f":"IF(B286<$O$5,0,IF(C286*$AB$341>$O$8,$O$8,C286*$AB$341))","v":20000},{"$f":"IF(B286>$O$6,0,IF(B286<$O$5,0,IF(ROW(B286)>ROW($B$30),OFFSET(INDIRECT(ADDRESS(ROW(), COLUMN())),-1,0)+$O$15*D286*AB599,IF(ROW(B286)=ROW($B$30),$O$15*D286*AB599,0))))","v":0},{"$f":"IF(B286<$O$5,0,IF(C286*$AD$341>$O$8,$O$8,C286*$AD$341))","v":20000},{"$f":"IF(B286>$O$6,0,IF(B286<$O$5,0,IF(ROW(B286)>ROW($B$30),OFFSET(INDIRECT(ADDRESS(ROW(), COLUMN())),-1,0)+$O$15*D286*AD599,IF(ROW(B286)=ROW($B$30),$O$15*D286*AD599,0))))","v":0}]
[null,20000,0,20000,0,20000,0,20000,0,20000,0,20000,0,20000,0,20000,0,20000,0,20000,0,20000,0,20000,0,20000,0,20000,0,20000,0]
[null,20000,0,20000,0,20000,0,20000,0,20000,0,20000,0,20000,0,20000,0,20000,0,20000,0,20000,0,20000,0,20000,0,20000,0,20000,0]
[null,20000,0,20000,0,20000,0,20000,0,20000,0,20000,0,20000,0,20000,0,20000,0,20000,0,20000,0,20000,0,20000,0,20000,0,20000,0]
[null,20000,0,20000,0,20000,0,20000,0,20000,0,20000,0,20000,0,20000,0,20000,0,20000,0,20000,0,20000,0,20000,0,20000,0,20000,0]
[null,20000,0,20000,0,20000,0,20000,0,20000,0,20000,0,20000,0,20000,0,20000,0,20000,0,20000,0,20000,0,20000,0,20000,0,20000,0]
[null,20000,0,20000,0,20000,0,20000,0,20000,0,20000,0,20000,0,20000,0,20000,0,20000,0,20000,0,20000,0,20000,0,20000,0,20000,0]
[null,20000,0,20000,0,20000,0,20000,0,20000,0,20000,0,20000,0,20000,0,20000,0,20000,0,20000,0,20000,0,20000,0,20000,0,20000,0]
[null,20000,0,20000,0,20000,0,20000,0,20000,0,20000,0,20000,0,20000,0,20000,0,20000,0,20000,0,20000,0,20000,0,20000,0,20000,0]
[null,20000,0,20000,0,20000,0,20000,0,20000,0,20000,0,20000,0,20000,0,20000,0,20000,0,20000,0,20000,0,20000,0,20000,0,20000,0]
[null,20000,0,20000,0,20000,0,20000,0,20000,0,20000,0,20000,0,20000,0,20000,0,20000,0,20000,0,20000,0,20000,0,20000,0,20000,0]
[null,20000,0,20000,0,20000,0,20000,0,20000,0,20000,0,20000,0,20000,0,20000,0,20000,0,20000,0,20000,0,20000,0,20000,0,20000,0]
[null,20000,0,20000,0,20000,0,20000,0,20000,0,20000,0,20000,0,20000,0,20000,0,20000,0,20000,0,20000,0,20000,0,20000,0,20000,0]
[null,20000,0,20000,0,20000,0,20000,0,20000,0,20000,0,20000,0,20000,0,20000,0,20000,0,20000,0,20000,0,20000,0,20000,0,20000,0]
[null,20000,0,20000,0,20000,0,20000,0,20000,0,20000,0,20000,0,20000,0,20000,0,20000,0,20000,0,20000,0,20000,0,20000,0,20000,0]
[null,20000,0,20000,0,20000,0,20000,0,20000,0,20000,0,20000,0,20000,0,20000,0,20000,0,20000,0,20000,0,20000,0,20000,0,20000,0]
[null,20000,0,20000,0,20000,0,20000,0,20000,0,20000,0,20000,0,20000,0,20000,0,20000,0,20000,0,20000,0,20000,0,20000,0,20000,0]
[null,20000,0,20000,0,20000,0,20000,0,20000,0,20000,0,20000,0,20000,0,20000,0,20000,0,20000,0,20000,0,20000,0,20000,0,20000,0]
[null,20000,0,20000,0,20000,0,20000,0,20000,0,20000,0,20000,0,20000,0,20000,0,20000,0,20000,0,20000,0,20000,0,20000,0,20000,0]
[null,20000,0,20000,0,20000,0,20000,0,20000,0,20000,0,20000,0,20000,0,20000,0,20000,0,20000,0,20000,0,20000,0,20000,0,20000,0]
[null,20000,0,20000,0,20000,0,20000,0,20000,0,20000,0,20000,0,20000,0,20000,0,20000,0,20000,0,20000,0,20000,0,20000,0,20000,0]
[null,20000,0,20000,0,20000,0,20000,0,20000,0,20000,0,20000,0,20000,0,20000,0,20000,0,20000,0,20000,0,20000,0,20000,0,20000,0]
[null,20000,0,20000,0,20000,0,20000,0,20000,0,20000,0,20000,0,20000,0,20000,0,20000,0,20000,0,20000,0,20000,0,20000,0,20000,0]
[null,20000,0,20000,0,20000,0,20000,0,20000,0,20000,0,20000,0,20000,0,20000,0,20000,0,20000,0,20000,0,20000,0,20000,0,20000,0]
[null,20000,0,20000,0,20000,0,20000,0,20000,0,20000,0,20000,0,20000,0,20000,0,20000,0,20000,0,20000,0,20000,0,20000,0,20000,0]
[null,20000,0,20000,0,20000,0,20000,0,20000,0,20000,0,20000,0,20000,0,20000,0,20000,0,20000,0,20000,0,20000,0,20000,0,20000,0]
[null,20000,0,20000,0,20000,0,20000,0,20000,0,20000,0,20000,0,20000,0,20000,0,20000,0,20000,0,20000,0,20000,0,20000,0,20000,0]
[null,20000,0,20000,0,20000,0,20000,0,20000,0,20000,0,20000,0,20000,0,20000,0,20000,0,20000,0,20000,0,20000,0,20000,0,20000,0]
[null,20000,0,20000,0,20000,0,20000,0,20000,0,20000,0,20000,0,20000,0,20000,0,20000,0,20000,0,20000,0,20000,0,20000,0,20000,0]
[null,20000,0,20000,0,20000,0,20000,0,20000,0,20000,0,20000,0,20000,0,20000,0,20000,0,20000,0,20000,0,20000,0,20000,0,20000,0]
[null,20000,0,20000,0,20000,0,20000,0,20000,0,20000,0,20000,0,20000,0,20000,0,20000,0,20000,0,20000,0,20000,0,20000,0,20000,0]
[null,20000,0,20000,0,20000,0,20000,0,20000,0,20000,0,20000,0,20000,0,20000,0,20000,0,20000,0,20000,0,20000,0,20000,0,20000,0]
[null,20000,0,20000,0,20000,0,20000,0,20000,0,20000,0,20000,0,20000,0,20000,0,20000,0,20000,0,20000,0,20000,0,20000,0,20000,0]
[null,20000,0,20000,0,20000,0,20000,0,20000,0,20000,0,20000,0,20000,0,20000,0,20000,0,20000,0,20000,0,20000,0,20000,0,20000,0]
[null,20000,0,20000,0,20000,0,20000,0,20000,0,20000,0,20000,0,20000,0,20000,0,20000,0,20000,0,20000,0,20000,0,20000,0,20000,0]
[null,20000,0,20000,0,20000,0,20000,0,20000,0,20000,0,20000,0,20000,0,20000,0,20000,0,20000,0,20000,0,20000,0,20000,0,20000,0]
[null,20000,0,20000,0,20000,0,20000,0,20000,0,20000,0,20000,0,20000,0,20000,0,20000,0,20000,0,20000,0,20000,0,20000,0,20000,0]
[null,20000,0,20000,0,20000,0,20000,0,20000,0,20000,0,20000,0,20000,0,20000,0,20000,0,20000,0,20000,0,20000,0,20000,0,20000,0]
[null,20000,0,20000,0,20000,0,20000,0,20000,0,20000,0,20000,0,20000,0,20000,0,20000,0,20000,0,20000,0,20000,0,20000,0,20000,0]
[null,20000,0,20000,0,20000,0,20000,0,20000,0,20000,0,20000,0,20000,0,20000,0,20000,0,20000,0,20000,0,20000,0,20000,0,20000,0]
[null,20000,0,20000,0,20000,0,20000,0,20000,0,20000,0,20000,0,20000,0,20000,0,20000,0,20000,0,20000,0,20000,0,20000,0,20000,0]
[null,20000,0,20000,0,20000,0,20000,0,20000,0,20000,0,20000,0,20000,0,20000,0,20000,0,20000,0,20000,0,20000,0,20000,0,20000,0]
[null,20000,0,20000,0,20000,0,20000,0,20000,0,20000,0,20000,0,20000,0,20000,0,20000,0,20000,0,20000,0,20000,0,20000,0,20000,0]
[null,20000,0,20000,0,20000,0,20000,0,20000,0,20000,0,20000,0,20000,0,20000,0,20000,0,20000,0,20000,0,20000,0,20000,0,20000,0]
[null,20000,0,20000,0,20000,0,20000,0,20000,0,20000,0,20000,0,20000,0,20000,0,20000,0,20000,0,20000,0,20000,0,20000,0,20000,0]
[]
[]
[]
["Drawing the target LCOE front"]
["Meq",{"$f":"IF(($O$3*B653-$O$10)/($O$7*$O$4)<0,0.0001,($O$3*B653-$O$10)/($O$7*$O$4))","v":1E-4},null,{"$f":"IF(($O$3*D653-$O$10)/($O$7*$O$4)<0,0.0001,($O$3*D653-$O$10)/($O$7*$O$4))","v":1E-4},null,{"$f":"IF(($O$3*F653-$O$10)/($O$7*$O$4)<0,0.0001,($O$3*F653-$O$10)/($O$7*$O$4))","v":1E-4},null,{"$f":"IF(($O$3*H653-$O$10)/($O$7*$O$4)<0,0.0001,($O$3*H653-$O$10)/($O$7*$O$4))","v":1E-4},null,{"$f":"IF(($O$3*J653-$O$10)/($O$7*$O$4)<0,0.0001,($O$3*J653-$O$10)/($O$7*$O$4))","v":1808.2976325917248},null,{"$f":"IF(($O$3*L653-$O$10)/($O$7*$O$4)<0,0.0001,($O$3*L653-$O$10)/($O$7*$O$4))","v":4579.3964841054949},null,{"$f":"IF(($O$3*N653-$O$10)/($O$7*$O$4)<0,0.0001,($O$3*N653-$O$10)/($O$7*$O$4))","v":7416.9814894835326},null,{"$f":"IF(($O$3*P653-$O$10)/($O$7*$O$4)<0,0.0001,($O$3*P653-$O$10)/($O$7*$O$4))","v":10295.427504902524},null,{"$f":"IF(($O$3*R653-$O$10)/($O$7*$O$4)<0,0.0001,($O$3*R653-$O$10)/($O$7*$O$4))","v":13208.636252482049},null,{"$f":"IF(($O$3*T653-$O$10)/($O$7*$O$4)<0,0.0001,($O$3*T653-$O$10)/($O$7*$O$4))","v":16146.382686710427},null,{"$f":"IF(($O$3*V653-$O$10)/($O$7*$O$4)<0,0.0001,($O$3*V653-$O$10)/($O$7*$O$4))","v":19046.095248751742},null,21877.826628452567,null,24699.611631954645,null,27412.925111083572,null,30038.332534498459]
["M2",{"$f":"$C$11/B648","v":212058},null,{"$f":"$C$11/D648","v":212058},null,212058,null,212058,null,1.1726941194745134E-2,null,4.6306975326558088E-3,null,2.8590876261545889E-3,null,2.0597299130999782E-3,null,1.6054496160430791E-3,null,1.313346797945884E-3,null,{"$f":"$C$11/V648","v":1.1133935708627627E-3},null,{"$f":"$C$11/X648","v":9.6928275189919538E-4},null,{"$f":"$C$11/Z648","v":8.5854791224998072E-4},null,{"$f":"$C$11/AB648","v":7.7356939889009098E-4},null,{"$f":"$C$11/AD648","v":7.0595796140300192E-4}]
[]
["WhYear",{"$f":"MAX(C656:C946)","v":24920112.714618791},null,{"$f":"MAX(E656:E946)","v":28415526.922173329},null,{"$f":"MAX(G656:G946)","v":32183957.607077744},null,{"$f":"MAX(I656:I946)","v":36168790.657089375},null,{"$f":"MAX(K656:K946)","v":40348198.207095653},null,{"$f":"MAX(M656:M946)","v":44676390.698983818},null,{"$f":"MAX(O656:O946)","v":49108428.231193334},null,{"$f":"MAX(Q656:Q946)","v":53604286.769562051},null,{"$f":"MAX(S656:S946)","v":58154441.384829119},null,{"$f":"MAX(U656:U946)","v":62742921.529719129},null,{"$f":"MAX(W656:W946)","v":67271996.388526529},null,71694891.114916384,null,76102250.548957735,null,80340187.79254958,null,84440824.149121419]
["CF",{"$f":"B651/($O$15*$O$8)*100","v":14.223808627065521},null,{"$f":"D651/($O$15*$O$8)*100","v":16.218908060601215},null,{"$f":"F651/($O$15*$O$8)*100","v":18.369838816825197},null,{"$f":"H651/($O$15*$O$8)*100","v":20.644286904731381},null,{"$f":"J651/($O$15*$O$8)*100","v":23.029793497200714},null,{"$f":"L651/($O$15*$O$8)*100","v":25.500223001703091},null,{"$f":"N651/($O$15*$O$8)*100","v":28.029924789493911},null,{"$f":"P651/($O$15*$O$8)*100","v":30.59605409221578},null,{"$f":"R651/($O$15*$O$8)*100","v":33.193174306409311},null,{"$f":"T651/($O$15*$O$8)*100","v":35.812169822899051},null,{"$f":"V651/($O$15*$O$8)*100","v":38.397258212629296},null,40.921741503947707,null,43.437357619268113,null,45.856271571089941,null,48.19681743671314]
["AEP",{"$f":"$O$15*$O$8*(B652/100)/1000","v":24920.11271461879},null,{"$f":"$O$15*$O$8*(D652/100)/1000","v":28415.526922173329},null,{"$f":"$O$15*$O$8*(F652/100)/1000","v":32183.957607077748},null,{"$f":"$O$15*$O$8*(H652/100)/1000","v":36168.790657089376},null,{"$f":"$O$15*$O$8*(J652/100)/1000","v":40348.198207095651},null,{"$f":"$O$15*$O$8*(L652/100)/1000","v":44676.390698983821},null,{"$f":"$O$15*$O$8*(N652/100)/1000","v":49108.428231193328},null,{"$f":"$O$15*$O$8*(P652/100)/1000","v":53604.286769562044},null,{"$f":"$O$15*$O$8*(R652/100)/1000","v":58154.441384829108},null,{"$f":"$O$15*$O$8*(T652/100)/1000","v":62742.921529719148},null,{"$f":"$O$15*$O$8*(V652/100)/1000","v":67271.996388526532},null,71694.891114916391,null,76102.250548957731,null,80340.187792549579,null,84440.824149121414]
["M1v (Cpmu)",0.1,null,0.11601293999999999,null,0.13459002,null,0.15614184,null,0.18114473,null,0.21015133,null,0.24380273,null,0.28284271,null,0.32813414000000002,null,0.38067805999999998,null,0.44163581000000002,null,0.51235467999999995,null,0.59439772000000002,null,0.68957826,null,0.8]
[null,"Pelec","WhYear","Pelec","WhYear","Pelec","WhYear","Pelec","WhYear","Pelec","WhYear","Pelec","WhYear","Pelec","WhYear","Pelec","WhYear","Pelec","WhYear","Pelec","WhYear","Pelec","WhYear","Pelec","WhYear","Pelec","WhYear","Pelec","WhYear","Pelec","WhYear"]
[null,{"$f":"IF(B30<$O$5,0,IF(C30*$B$654>$O$8,$O$8,C30*$B$654))","v":0},{"$f":"IF(B30>$O$6,0,IF(B30<$O$5,0,IF(ROW(B30)>ROW($B$30),OFFSET(INDIRECT(ADDRESS(ROW(), COLUMN())),-1,0)+$O$15*D30*B656,IF(ROW(B30)=ROW($B$30),$O$15*D30*B656,0))))","v":0},{"$f":"IF(B30<$O$5,0,IF(C30*$D$654>$O$8,$O$8,C30*$D$654))","v":0},{"$f":"IF(B30>$O$6,0,IF(B30<$O$5,0,IF(ROW(B30)>ROW($B$30),OFFSET(INDIRECT(ADDRESS(ROW(), COLUMN())),-1,0)+$O$15*D30*D656,IF(ROW(B30)=ROW($B$30),$O$15*D30*D656,0))))","v":0},{"$f":"IF(B30<$O$5,0,IF(C30*$F$654>$O$8,$O$8,C30*$F$654))","v":0},{"$f":"IF(B30>$O$6,0,IF(B30<$O$5,0,IF(ROW(B30)>ROW($B$30),OFFSET(INDIRECT(ADDRESS(ROW(), COLUMN())),-1,0)+$O$15*D30*F656,IF(ROW(B30)=ROW($B$30),$O$15*D30*F656,0))))","v":0},{"$f":"IF(B30<$O$5,0,IF(C30*$H$654>$O$8,$O$8,C30*$H$654))","v":0},{"$f":"IF(B30>$O$6,0,IF(B30<$O$5,0,IF(ROW(B30)>ROW($B$30),OFFSET(INDIRECT(ADDRESS(ROW(), COLUMN())),-1,0)+$O$15*D30*H656,IF(ROW(B30)=ROW($B$30),$O$15*D30*H656,0))))","v":0},{"$f":"IF(B30<$O$5,0,IF(C30*$J$654>$O$8,$O$8,C30*$J$654))","v":0},{"$f":"IF(B30>$O$6,0,IF(B30<$O$5,0,IF(ROW(B30)>ROW($B$30),OFFSET(INDIRECT(ADDRESS(ROW(), COLUMN())),-1,0)+$O$15*D30*J656,IF(ROW(B30)=ROW($B$30),$O$15*D30*J656,0))))","v":0},{"$f":"IF(B30<$O$5,0,IF(C30*$L$654>$O$8,$O$8,C30*$L$654))","v":0},{"$f":"IF(B30>$O$6,0,IF(B30<$O$5,0,IF(ROW(B30)>ROW($B$30),OFFSET(INDIRECT(ADDRESS(ROW(), COLUMN())),-1,0)+$O$15*D30*L656,IF(ROW(B30)=ROW($B$30),$O$15*D30*L656,0))))","v":0},{"$f":"IF(B30<$O$5,0,IF(C30*$N$654>$O$8,$O$8,C30*$N$654))","v":0},{"$f":"IF(B30>$O$6,0,IF(B30<$O$5,0,IF(ROW(B30)>ROW($B$30),OFFSET(INDIRECT(ADDRESS(ROW(), COLUMN())),-1,0)+$O$15*D30*N656,IF(ROW(B30)=ROW($B$30),$O$15*D30*N656,0))))","v":0},{"$f":"IF(B30<$O$5,0,IF(C30*$P$654>$O$8,$O$8,C30*$P$654))","v":0},{"$f":"IF(B30>$O$6,0,IF(B30<$O$5,0,IF(ROW(B30)>ROW($B$30),OFFSET(INDIRECT(ADDRESS(ROW(), COLUMN())),-1,0)+$O$15*D30*P656,IF(ROW(B30)=ROW($B$30),$O$15*D30*P656,0))))","v":0},{"$f":"IF(B30<$O$5,0,IF(C30*$R$654>$O$8,$O$8,C30*$R$654))","v":0},{"$f":"IF(B30>$O$6,0,IF(B30<$O$5,0,IF(ROW(B30)>ROW($B$30),OFFSET(INDIRECT(ADDRESS(ROW(), COLUMN())),-1,0)+$O$15*D30*R656,IF(ROW(B30)=ROW($B$30),$O$15*D30*R656,0))))","v":0},{"$f":"IF(B30<$O$5,0,IF(C30*$T$654>$O$8,$O$8,C30*$T$654))","v":0},{"$f":"IF(B30>$O$6,0,IF(B30<$O$5,0,IF(ROW(B30)>ROW($B$30),OFFSET(INDIRECT(ADDRESS(ROW(), COLUMN())),-1,0)+$O$15*D30*T656,IF(ROW(B30)=ROW($B$30),$O$15*D30*T656,0))))","v":0},{"$f":"IF(B30<$O$5,0,IF(C30*$V$654>$O$8,$O$8,C30*$V$654))","v":0},{"$f":"IF(B30>$O$6,0,IF(B30<$O$5,0,IF(ROW(B30)>ROW($B$30),OFFSET(INDIRECT(ADDRESS(ROW(), COLUMN())),-1,0)+$O$15*D30*V656,IF(ROW(B30)=ROW($B$30),$O$15*D30*V656,0))))","v":0},{"$f":"IF(B30<$O$5,0,IF(C30*$X$654>$O$8,$O$8,C30*$X$654))","v":0},{"$f":"IF(B30>$O$6,0,IF(B30<$O$5,0,IF(ROW(B30)>ROW($B$30),OFFSET(INDIRECT(ADDRESS(ROW(), COLUMN())),-1,0)+$O$15*D30*X656,IF(ROW(B30)=ROW($B$30),$O$15*D30*X656,0))))","v":0},{"$f":"IF(B30<$O$5,0,IF(C30*$Z$654>$O$8,$O$8,C30*$Z$654))","v":0},{"$f":"IF(B30>$O$6,0,IF(B30<$O$5,0,IF(ROW(B30)>ROW($B$30),OFFSET(INDIRECT(ADDRESS(ROW(), COLUMN())),-1,0)+$O$15*D30*Z656,IF(ROW(B30)=ROW($B$30),$O$15*D30*Z656,0))))","v":0},{"$f":"IF(B30<$O$5,0,IF(C30*$AB$654>$O$8,$O$8,C30*$AB$654))","v":0},{"$f":"IF(B30>$O$6,0,IF(B30<$O$5,0,IF(ROW(B30)>ROW($B$30),OFFSET(INDIRECT(ADDRESS(ROW(), COLUMN())),-1,0)+$O$15*D30*AB656,IF(ROW(B30)=ROW($B$30),$O$15*D30*AB656,0))))","v":0},{"$f":"IF(B30<$O$5,0,IF(C30*$AD$654>$O$8,$O$8,C30*$AD$654))","v":0},{"$f":"IF(B30>$O$6,0,IF(B30<$O$5,0,IF(ROW(B30)>ROW($B$30),OFFSET(INDIRECT(ADDRESS(ROW(), COLUMN())),-1,0)+$O$15*D30*AD656,IF(ROW(B30)=ROW($B$30),$O$15*D30*AD656,0))))","v":0}]
[null,0,{"$f":"IF(B31>$O$6,0,IF(B31<$O$5,0,IF(ROW(B31)>ROW($B$30),OFFSET(INDIRECT(ADDRESS(ROW(), COLUMN())),-1,0)+$O$15*D31*B657,IF(ROW(B31)=ROW($B$30),$O$15*D31*B657,0))))","v":0},0,{"$f":"IF(B31>$O$6,0,IF(B31<$O$5,0,IF(ROW(B31)>ROW($B$30),OFFSET(INDIRECT(ADDRESS(ROW(), COLUMN())),-1,0)+$O$15*D31*D657,IF(ROW(B31)=ROW($B$30),$O$15*D31*D657,0))))","v":0},0,{"$f":"IF(B31>$O$6,0,IF(B31<$O$5,0,IF(ROW(B31)>ROW($B$30),OFFSET(INDIRECT(ADDRESS(ROW(), COLUMN())),-1,0)+$O$15*D31*F657,IF(ROW(B31)=ROW($B$30),$O$15*D31*F657,0))))","v":0},0,{"$f":"IF(B31>$O$6,0,IF(B31<$O$5,0,IF(ROW(B31)>ROW($B$30),OFFSET(INDIRECT(ADDRESS(ROW(), COLUMN())),-1,0)+$O$15*D31*H657,IF(ROW(B31)=ROW($B$30),$O$15*D31*H657,0))))","v":0},0,{"$f":"IF(B31>$O$6,0,IF(B31<$O$5,0,IF(ROW(B31)>ROW($B$30),OFFSET(INDIRECT(ADDRESS(ROW(), COLUMN())),-1,0)+$O$15*D31*J657,IF(ROW(B31)=ROW($B$30),$O$15*D31*J657,0))))","v":0},0,{"$f":"IF(B31>$O$6,0,IF(B31<$O$5,0,IF(ROW(B31)>ROW($B$30),OFFSET(INDIRECT(ADDRESS(ROW(), COLUMN())),-1,0)+$O$15*D31*L657,IF(ROW(B31)=ROW($B$30),$O$15*D31*L657,0))))","v":0},0,{"$f":"IF(B31>$O$6,0,IF(B31<$O$5,0,IF(ROW(B31)>ROW($B$30),OFFSET(INDIRECT(ADDRESS(ROW(), COLUMN())),-1,0)+$O$15*D31*N657,IF(ROW(B31)=ROW($B$30),$O$15*D31*N657,0))))","v":0},0,{"$f":"IF(B31>$O$6,0,IF(B31<$O$5,0,IF(ROW(B31)>ROW($B$30),OFFSET(INDIRECT(ADDRESS(ROW(), COLUMN())),-1,0)+$O$15*D31*P657,IF(ROW(B31)=ROW($B$30),$O$15*D31*P657,0))))","v":0},0,{"$f":"IF(B31>$O$6,0,IF(B31<$O$5,0,IF(ROW(B31)>ROW($B$30),OFFSET(INDIRECT(ADDRESS(ROW(), COLUMN())),-1,0)+$O$15*D31*R657,IF(ROW(B31)=ROW($B$30),$O$15*D31*R657,0))))","v":0},0,{"$f":"IF(B31>$O$6,0,IF(B31<$O$5,0,IF(ROW(B31)>ROW($B$30),OFFSET(INDIRECT(ADDRESS(ROW(), COLUMN())),-1,0)+$O$15*D31*T657,IF(ROW(B31)=ROW($B$30),$O$15*D31*T657,0))))","v":0},0,{"$f":"IF(B31>$O$6,0,IF(B31<$O$5,0,IF(ROW(B31)>ROW($B$30),OFFSET(INDIRECT(ADDRESS(ROW(), COLUMN())),-1,0)+$O$15*D31*V657,IF(ROW(B31)=ROW($B$30),$O$15*D31*V657,0))))","v":0},0,{"$f":"IF(B31>$O$6,0,IF(B31<$O$5,0,IF(ROW(B31)>ROW($B$30),OFFSET(INDIRECT(ADDRESS(ROW(), COLUMN())),-1,0)+$O$15*D31*X657,IF(ROW(B31)=ROW($B$30),$O$15*D31*X657,0))))","v":0},0,{"$f":"IF(B31>$O$6,0,IF(B31<$O$5,0,IF(ROW(B31)>ROW($B$30),OFFSET(INDIRECT(ADDRESS(ROW(), COLUMN())),-1,0)+$O$15*D31*Z657,IF(ROW(B31)=ROW($B$30),$O$15*D31*Z657,0))))","v":0},0,{"$f":"IF(B31>$O$6,0,IF(B31<$O$5,0,IF(ROW(B31)>ROW($B$30),OFFSET(INDIRECT(ADDRESS(ROW(), COLUMN())),-1,0)+$O$15*D31*AB657,IF(ROW(B31)=ROW($B$30),$O$15*D31*AB657,0))))","v":0},0,{"$f":"IF(B31>$O$6,0,IF(B31<$O$5,0,IF(ROW(B31)>ROW($B$30),OFFSET(INDIRECT(ADDRESS(ROW(), COLUMN())),-1,0)+$O$15*D31*AD657,IF(ROW(B31)=ROW($B$30),$O$15*D31*AD657,0))))","v":0}]
[null,0,0,0,0,0,0,0,0,0,0,0,0,0,0,0,0,0,0,0,0,0,0,0,0,0,0,0,0,0,0]
[null,0,0,0,0,0,0,0,0,0,0,0,0,0,0,0,0,0,0,0,0,0,0,0,0,0,0,0,0,0,0]
[null,0,0,0,0,0,0,0,0,0,0,0,0,0,0,0,0,0,0,0,0,0,0,0,0,0,0,0,0,0,0]
[null,0,0,0,0,0,0,0,0,0,0,0,0,0,0,0,0,0,0,0,0,0,0,0,0,0,0,0,0,0,0]
[null,0,0,0,0,0,0,0,0,0,0,0,0,0,0,0,0,0,0,0,0,0,0,0,0,0,0,0,0,0,0]
[null,0,0,0,0,0,0,0,0,0,0,0,0,0,0,0,0,0,0,0,0,0,0,0,0,0,0,0,0,0,0]
[null,0,0,0,0,0,0,0,0,0,0,0,0,0,0,0,0,0,0,0,0,0,0,0,0,0,0,0,0,0,0]
[null,0,0,0,0,0,0,0,0,0,0,0,0,0,0,0,0,0,0,0,0,0,0,0,0,0,0,0,0,0,0]
[null,0,0,0,0,0,0,0,0,0,0,0,0,0,0,0,0,0,0,0,0,0,0,0,0,0,0,0,0,0,0]
[null,180.81589246874995,42029.347659733045,209.76983284023538,48759.481882877502,243.36014583686904,56567.30742110424,282.32926151312756,65625.396775904112,327.53846020960742,76133.948338984745,379.98700287444785,88325.233097252873,440.83408211267675,102468.69699562028,511.42457036929824,118876.94591611052,593.3186737356574,137912.63849087516,688.32643162172337,159996.50530172716,798.54773131309287,185616.64997477809,926.41868724740777,215339.32970811272,1074.7655422319015,249821.48422032662,1246.8670850894769,289825.24428133783,1446.5271397499996,336234.78127786436]
[null,234.74820599999998,96360.68509486792,272.33829537785635,111790.86378269806,315.94765740504118,129691.86534131976,366.54016821539039,150459.34674373252,425.23400393854376,174552.30284124875,493.32647706013978,202503.26132397671,572.32253485402373,234929.98090799106,663.96818752678257,272549.1730968905,770.2890069235284,316192.30533415306,893.63491648560353,366823.98662185238,1036.7321410285685,425563.29214026924,1202.7434196570407,493708.4797636182,1395.337984204903,572765.7151802748,1618.7725943160156,664482.3356012695,1877.9856479999999,770885.48075894336]
[null,298.46169478125006,169904.42023119473,346.25418688955477,197111.11310016381,401.69965469842344,228674.39317004906,466.02358192662786,265291.88799031969,540.64763116491952,307772.90328586311,627.22122112333761,357056.39884464478,727.65775988095515,414231.61491432507,844.17714583121631,480562.26659169944,979.35471539987986,557514.40814761689,1136.178189536384,646788.85079035966,1318.1137232869016,750358.7625138408,1529.1824612190503,870513.24858139292,1774.0495088531095,1009908.0000334403,2058.126961639055,1171623.9446933605,2387.6935582500005,1359235.3618495578]
[null,372.77145675000014,262502.53118910047,432.46312645650357,304536.90400689241,501.71317819411649,353302.20922791661,582.05221156425443,409876.28224523534,675.25584884685452,475509.50136566185,783.38417422049997,551652.5605775594,908.82698821726956,639988.3373581284,1054.3568903781782,742469.27303384698,1223.1904137720849,861360.42319558666,1419.0591497896394,999289.54318156256,1646.2922424666626,1159305.1798874866,1909.9120043628013,1344944.0036658158,2215.7450397327866,1560309.060330302,2570.5509252333031,1810160.3870297563,2982.1716540000011,2100020.2495128037]
[null,458.49258984375024,357640.91840040876,531.91073315987603,414909.74407931522,617.08526836922135,481348.98360329389,715.89876604568474,558427.11058329686,830.53516394246867,647847.67600594077,963.52827550808593,751587.14664267376,1117.8174508867658,871938.32265726896,1296.8128662632478,1011561.2656726048,1504.4707166475171,1173541.9518812832,1745.3806962609451,1361460.5099328591,2024.867462946424,1579470.3668690845,2349.1082415176584,1832389.9830194754,2725.269500400203,2125809.46475909,3161.6652232734691,2466214.0221535587,3667.9407187500019,2861127.3472032701]
[null,556.44019200000025,499193.82819309749,645.54262608084503,579129.43638536124,748.91296570083875,671865.07320385566,868.83595428833314,779450.42850714119,1007.962083409882,904263.3122570503,1169.3664641425539,1049062.4692257093,1356.616378913242,1217048.1811262814,1573.8505185820038,1411933.351814101,1825.8702386335497,1638025.3750744981,2118.2457279658761,1900321.3808052165,2457.4391491047563,2204618.7066105949,2850.9473651129865,2557642.9410184943,3307.4678144116237,2967196.7331604883,3837.0905939342606,3442332.1144813513,4451.521536000002,3993550.6255447799]
[null,667.42936115625059,643679.62949239579,774.30442430058417,746751.66235523531,898.29331066606983,866328.54206974141,1042.1364852096149,1005053.2171946093,1209.0131142072148,1165991.7269090007,1402.6116792803639,1352701.3023173418,1627.2110033204983,1569308.5091563459,1887.7752924300264,1820600.9077742514,2190.0635943375569,2112132.6165900594,2540.7571439200078,2450347.1261668401,2947.6070653202323,2842719.7455137409,3419.6055675781513,3297922.7059109495,3967.1849053233191,3826017.0418072473,4602.4477753903884,4438674.78902811,5339.4348892500047,5149437.0359391663]
[null,792.27519525000071,854711.20900203346,919.14174690026607,991575.60207280354,1066.3233437420149,1150355.9871380785,1237.0730677269437,1334561.8084220206,1435.1647632925865,1548264.3118264691,1664.976860077973,1796186.9733768529,1931.5885551323317,2083809.261162963,2240.8926329028932,2417488.3462151154,2599.7253983669107,2804599.2751424252,3016.0178431389145,3253698.0490314863,3498.9709759714219,3774710.7710369234,4059.2590413425155,4379152.879806499,4709.265696691552,5080383.938892521,5463.357505816557,5893902.6830611862,6338.2015620000057,6837689.6720162677]
[null,931.79279221875083,1046201.4721982825,1081.0002129610639,1213729.0862205101,1254.1001054057751,1408082.7706719628,1454.9184107577344,1633558.2287974868,1687.893537624117,1895138.8320696037,1958.1749456918412,2198606.3083042707,2271.7362653725418,2550667.7505196035,2635.5079850961838,2959104.5960255191,3057.530265328985,3432944.2034651735,3547.1307246381712,3982659.4680558611,4115.1306454368969,4620400.3459748095,4774.0839788354451,5360262.2050367985,5538.5551120725922,6218597.697353024,6425.4405233874768,7214377.908079301,7454.3423377500067,8369611.7775862599]
[null,1086.7972500000008,1277135.6770530818,1260.8254415641509,1481642.6467381855,1462.7206361344511,1718897.1631728783,1696.9452232194012,1994143.1454471399,1968.6759441599263,2313463.9739314769,2283.9188752784266,2683917.6112315562,2649.6413650649265,3113691.6464593969,3073.9267941054768,3612285.1593537852,3566.1528098311524,4190718.1705313078,4137.1986874333525,4861775.3189735375,4799.6858380952281,5640288.4921523621,5568.2565724863034,6543464.4113311507,6459.8980750227047,7591265.345710081,7494.3175662778549,8806849.9796618614,8694.3780000000061,10217085.416424654]
[null,1258.1036665312511,1543215.7910706785,1459.5630517907002,1790330.0097653517,1693.281976405144,2077014.4418451844,1964.4262140293595,2409605.5313483132,2278.9884898581349,2795454.0780523447,2643.9215879941885,3243088.5097050518,3067.2910852332861,3762402.2284214105,3558.4545050263532,4364873.3646122459,4128.2676464807882,5063817.864373968,4789.3246305400353,5874683.9350615125,5556.236318324989,6815393.5589428991,6445.9530147244568,7906738.328049643,7478.1395090981587,9172839.4768040758,8675.6093726624022,10641680.600110421,10064.829332250009,12345726.328565428]
[null,1446.5271397500012,1860690.6918480606,1678.1586627218849,2158641.9759192755,1946.8811666949546,2504303.9742964432,2258.6340921050232,2905316.6829602919,2620.3076816768621,3370543.1298833014,3039.896022995586,3910266.2361049005,3526.6726569014181,4536414.7035814589,4091.3965629543904,5262827.9775408041,4746.5493898852646,6105561.3997556837,5506.6114529737933,7083241.2283277754,6388.3818505047502,8217476.4085377865,7411.3494979792704,9533335.8400079161,8598.1243378552208,11059903.048597097,9974.9366807158258,12830918.496827818,11572.21711800001,14885525.534784485]
[null,1652.8827675937516,2215210.6103637265,1917.5578934388782,2569930.9562749038,2224.6152474809837,2981452.4035306619,2580.8415663638075,3458870.6068971534,2994.1100265742289,4012737.2790747248,3473.5551194390778,4655294.5599804893,4029.7733110931213,5400743.943316428,4675.0584129851686,6265561.7225603051,5423.6726546519558,7268862.2855057651,6292.1620537502013,8432820.7764467932,7299.722199013082,9783163.3222857881,8468.6222146801083,11349735.234055117,9824.6974848501577,13167161.361200074,11397.920228612835,15275610.782281566,13223.062140750013,17721684.882909812]
[null,1877.9856480000021,2567427.5564949461,2178.7063630228536,2978548.1906599477,2527.5812592403327,3455501.2617720594,2932.3213457231263,4008828.6273782486,3401.8720315083542,4650759.7151583675,3946.6118164811228,5395483.1567606311,4578.5802788321953,6259458.4735069703,5311.7455002142669,7261781.6780770868,6162.3120553882345,8424606.3326277062,7149.0793318848364,9773633.4139703643,8293.8571282285575,11338679.485289663,9621.9473572563365,13154335.241311498,11162.703873639239,15260730.858457671,12950.180754528139,17704422.270838369,15023.885184000017,20539420.451959569]
[null,2122.6508789062523,2984589.7333251587,2462.549690554983,3462510.2965686759,2856.8762424501006,4016959.9190002778,3314.3461391003943,4660193.3260649964,3845.0702034373576,5406427.0140395779,4460.7790532781783,6272155.0196262747,5175.0807911424372,7276511.2491464559,6003.7632697372619,8441694.4841186516,6965.1422067014728,9793457.8539748024,8080.4661863932697,11361678.295781387,9374.3864025297462,13181017.043947404,10875.501118137316,15291685.177490966,12616.988427778724,17740333.326238822,14637.338996636441,20581081.95120227,16981.207031250018,23876717.86660127]
[null,2387.6935582500023,3437166.5649333242,2770.03349511644,3987557.9846761581,3213.5972375873898,4626083.1671770746,3728.1886554130256,5366855.1183516877,4325.1810493193598,6226246.0936987447,5017.7697689867045,7223251.2505226955,5821.2620790476458,8379905.9199546669,6753.417166649735,9721775.0594713241,7834.8377231990444,11278516.948211506,9089.4255162910795,13084538.998356819,10544.90978629522,15179758.400092464,12233.459689752412,17610483.75483112,14192.396070824887,20430439.694566,16465.015693112451,23701953.391768988,19101.548466000018,27497332.519466594]
[null,2673.9287839687531,3960003.2310218089,3102.1033957883988,4594116.1724033924,3598.8412851293015,5329769.1406328995,4175.1216035784355,6183221.9089769041,4843.6810761124807,7173337.1608257322,5619.2969027631607,8321999.4580353051,6519.1113735716217,9654595.985319376,7563.0126360472659,11200580.454709645,8774.0732194883258,12994122.546085628,10179.060220593839,15074863.475791141,11809.027043903552,17488792.345349338,13699.999264530994,20289261.882291444,15893.771726333993,23538168.917119969,18438.831582130882,27307321.37642397,20000,31407957.732995801]
[null,2982.1716540000034,4501460.4581491612,3459.7050116520313,5222276.6204363117,4013.7054255529356,6058516.5309150489,4656.4176925140391,7028663.1862265319,5402.0467907748407,8154158.3929710612,6267.0733937640052,9459879.0222245567,7270.6159057381619,10974683.486838162,8434.8551230254325,12732052.749407504,9785.523310176688,14770828.561787812,11352.473198317124,17136072.343749341,13170.337939733314,19880061.35617676,15279.296034902423,23063443.325676665,17725.960317862311,26756578.329940174,20000,30938616.217558235,20000,35039252.574130066]
[null,3313.2372662812545,5106332.8413435761,3843.7839617885115,5924006.8554282179,4459.2866993353937,6872614.3924308876,5173.3496311372501,7973122.0549981408,6001.7547002645597,9249852.8383531477,6962.8121811456977,10731026.380310316,8077.762906571068,12449378.870082205,9371.2500726798153,14442890.19007617,10871.862609871505,16755621.354480308,12612.767348476513,19438688.797569603,14632.442238163076,22551394.405163717,16975.526193296068,26162535.289000779,19693.806768966104,30351925.984557435,20000,34589863.22814928,20000,38690499.584721111]
[null,3667.9407187500046,5768642.383083839,4255.285865279011,6692371.6267016241,4936.6821469537745,7764016.937121016,5727.1901283654825,9007264.3599669561,6644.2813115397548,10449591.669502784,7708.2262040646938,12122878.690994384,8942.5396070941333,14064107.613895455,10374.502930105991,16316184.446522912,12035.765733180147,18928885.073407661,13963.045570087572,21959955.912261326,16198.939703571405,25476390.514535613,18792.865932141285,29555909.222193569,20000,33963268.656234913,20000,38201205.899826758,20000,42301842.256398588]
[null,4047.0971093437556,6325806.1176862158,4695.1563412047053,7338753.6558276396,5446.9888088851822,8513903.7189551033,6319.2118931161522,9877230.0669878237,7331.1031315585506,11458864.412206177,8505.0284016774567,13293765.68953895,9866.9332383311612,15422488.009426005,11446.919140399541,17892081.452609483,13279.907294709992,20757129.502337053,15406.410762165886,24080956.008169204,17873.430100336882,27937025.086873073,20000,32309308.607229438,20000,36716668.041270785,20000,40954605.28486263,20000,45055241.641434461]
[null,4451.5215360000066,6987496.5822857637,5164.3410086467647,8106400.2175092334,5991.3037256067155,9404473.0475977268,6950.6876343066724,10910405.733518105,8063.6966672790641,12657481.817740772,9354.9317131404405,14684317.001378078,10852.931031305947,17035707.426269386,12590.804148656043,19763624.694494434,14606.961909068412,22928361.817812782,16945.965823727023,26599866.432011746,19659.513192838069,30859287.129900046,20000,35282181.856289901,20000,39689541.290331244,20000,43927478.53392309,20000,48028114.89049492]
[null,4882.029096656257,7917734.1182567636,5663.7854866863654,9185596.1319727469,6570.7239375954759,10656479.933308603,7622.8900608544582,12362895.738553885,8843.5384256594152,14342558.090634093,10259.649077610109,16639223.555380363,11902.520217042293,19303651.934451416,13808.463399971077,22394733.750672035,16019.604190862779,25980788.756428413,18584.813653786565,30141076.637337949,20000,34670151.49614533,20000,39093046.222535186,20000,43500405.656576529,20000,47738342.900168374,20000,51838979.256740205]
[null,5339.4348892500084,8599547.3004248794,6194.4353944046779,9976587.6499135345,7186.3464853285641,11574132.431551307,8337.0918816769245,13427491.386553735,9672.1049136577258,15577626.738576934,11220.893434242918,18072063.02582198,13017.688026563996,20965931.086077157,15102.20233944022,24323192.632253572,17520.508754700466,28218050.578142393,20000,32694954.327805996,20000,37224029.186613381,20000,41646923.913003236,20000,46054283.347044572,20000,50292220.590636417,20000,54392856.947208256]
[null,5824.5540117187593,9331685.9789324142,6757.2363508828757,10825963.255727274,7839.2684092830796,12559518.025382334,9094.5658056914854,14570666.190527083,10550.872638232113,16903857.370984975,12240.377722195326,19610662.19614999,14200.421690894853,22750905.17166445,16474.326412159055,26393993.511502471,19112.35021518885,30620447.534470458,20000,35208927.679360472,20000,39738002.538167857,20000,44160897.264557712,20000,48568256.698599048,20000,52806193.942190893,20000,56906830.298762731]
[null,6338.2015620000093,10134712.513695678,7353.1339752021331,11757577.947686259,8530.5867499361248,13640311.599125518,9896.584541815555,15824526.597594682,11481.318106340699,18358497.619210247,13319.814880623793,21298233.1392079,15452.708441058665,24708705.786041684,17927.141063223156,28665295.524445977,20000,33154373.055481721,20000,37742853.200371735,20000,42271928.05917912,20000,46694822.785568975,20000,51102182.219610311,20000,55340119.463202156,20000,59440755.819773994]
[null,6881.1926380312616,10917292.426694598,7983.0738864436235,12665471.912605748,9261.3985477648021,14693586.060546746,10744.42079896655,17046461.273221593,12464.917824941605,19776099.889646374,14460.91784868478,22942835.234687973,16776.535508079232,26616656.978364676,19462.951737728108,30878765.758287765,20000,35428920.373554826,20000,40017400.518444836,20000,44546475.377252221,20000,48969370.103642076,20000,53376729.537683412,20000,57614666.781275257,20000,61715303.137847096]
[null,7454.3423377500121,11720436.054857509,8648.0017036885183,13597222.448060207,10032.800843246208,15774537.230319934,11639.347286061884,18300504.51207792,13503.148300992947,21230952.24639428,15665.399565534743,24630652.251082584,18173.890122980349,28574743.069646902,20000,33033600.059620183,20000,37583754.67488724,20000,42172234.81977725,20000,46701309.678584635,20000,51124204.40497449,20000,55531563.839015827,20000,59769501.082607672,20000,63870137.43917951]
[null,8058.4657590937632,12564551.39538984,9348.8630460179902,14576505.471602777,10845.890676857447,16910632.235965468,12582.636712018968,19618521.736507367,14597.486041452847,22760022.700890154,16934.972970330138,26404571.865945309,19646.759516785816,30632719.314213522,20000,35128577.852582246,20000,39678732.467849307,20000,44267212.612739317,20000,48796287.471546702,20000,53219182.197936557,20000,57626541.631977893,20000,61864478.875569738,20000,65965115.232141577]
[null,8694.3780000000115,13440583.496435279,10086.603532513212,15592816.06736936,11701.765089075616,18089684.015968945,13575.561785755219,20986374.378070373,15749.407553279421,24346908.68504224,18271.351002227424,28245564.977519244,20000,32647888.429348469,20000,37143746.967717193,20000,41693901.582984254,20000,46282381.727874264,20000,50811456.586681649,20000,55234351.313071504,20000,59641710.74711284,20000,63879647.990704685,20000,67980284.347276524]
[null,9362.8941584062613,14299909.730365667,10862.168782255359,16589745.695543282,12601.521120377818,19246251.366081104,14619.39521618805,22328142.171331987,16960.389343430794,25903532.871314611,19676.246600383063,30051450.487162866,20000,34483488.019372374,20000,38979346.557741098,20000,43529501.173008159,20000,48117981.317898169,20000,52647056.176705554,20000,57069950.903095409,20000,61477310.337136745,20000,65715247.58072859,20000,69815883.937300429]
[null,10064.829332250009,15153374.247025883,11676.504414325602,17579874.973177586,13546.255811241152,20394929.429746989,15715.409712234876,23660757.371392354,18231.907918865079,27449538.865664564,20000,31747384.890989307,20000,36179422.423198819,20000,40675280.961567543,20000,45225435.576834604,20000,49813915.721724615,20000,54342990.580531999,20000,58765885.306921855,20000,63173244.740963191,20000,67411181.984555036,20000,71511818.341126874]
[null,10800.998619468755,15907635.988679253,12530.556047805114,18454916.194964863,14537.066202142722,21410090.458690606,16864.877982813112,24838475.533225972,19565.439786540403,28815844.261075858,20000,33144036.752964024,20000,37576074.285173535,20000,42071932.82354226,20000,46622087.43880932,20000,51210567.583699331,20000,55739642.442506716,20000,60162537.168896571,20000,64569896.602937907,20000,68807833.846529752,20000,72908470.20310159]
[null,11572.217118000004,16865832.961934626,13425.269301775072,19566548.674629435,15575.049333559629,22699727.95663441,18069.072736840179,26334621.918091223,20000,30471874.325988736,20000,34800066.817876905,20000,39232104.350086413,20000,43727962.888455138,20000,48278117.503722198,20000,52866597.648612209,20000,57395672.507419594,20000,61818567.233809449,20000,66225926.667850785,20000,70463863.911442637,20000,74564500.268014476]
[null,12379.29992578125,17643863.715042491,14361.589795316644,20469165.025414009,16661.302245968971,23746879.702848434,19329.266683233476,27549453.4517597,20000,31728861.001765981,20000,36057053.493654154,20000,40489091.025863662,20000,44984949.564232387,20000,49535104.179499447,20000,54123584.324389458,20000,58652659.183196843,20000,63075553.909586698,20000,67482913.343628034,20000,71720850.587219879,20000,75821486.943791717]
[null,13223.062140749995,18408967.167094905,15340.463147511005,21356784.034181505,17796.921979847848,24776632.59198647,20000,28706679.280253038,20000,32886086.830259319,20000,37214279.322147489,20000,41646316.854356997,20000,46142175.392725721,20000,50692330.007992782,20000,55280810.152882792,20000,59809885.011690177,20000,64232779.738080032,20000,68640139.172121376,20000,72878076.415713221,20000,76978712.772285059]
[null,14104.318860843743,19168778.919051804,16362.834977439334,22238263.98609221,18983.005575673367,25799263.38090761,20000,29784096.430919249,20000,33963503.98092553,20000,38291696.472813696,20000,42723734.005023211,20000,47219592.543391928,20000,51769747.158658996,20000,56358227.303549007,20000,60887302.162356392,20000,65310196.888746247,20000,69717556.322787583,20000,73955493.566379428,20000,78056129.922951266]
[null,15023.885183999988,19888200.766468763,17429.650904182796,23072886.422282938,20000,26756967.51483313,20000,30741800.564844768,20000,34921208.11485105,20000,39249400.606739216,20000,43681438.138948731,20000,48177296.677317448,20000,52727451.292584516,20000,57315931.437474526,20000,61845006.296281911,20000,66267901.022671767,20000,70675260.45671311,20000,74913197.700304955,20000,79013834.056876794]
[null,15982.576208156237,20701362.792064466,18541.856546822568,24016259.595140066,20000,27774528.157128997,20000,31759361.207140636,20000,35938768.757146917,20000,40266961.249035083,20000,44698998.781244598,20000,49194857.319613315,20000,53745011.934880383,20000,58333492.079770394,20000,62862566.938577779,20000,67285461.664967626,20000,71692821.099008977,20000,75930758.342600822,20000,80031394.699172661]
[null,16981.207031249982,21277343.056520391,19700.397524439824,24684471.23375516,20000,28452901.918659575,20000,32437734.968671214,20000,36617142.518677495,20000,40945335.010565661,20000,45377372.542775176,20000,49873231.081143893,20000,54423385.696410961,20000,59011865.841300972,20000,63540940.700108357,20000,67963835.426498204,20000,72371194.860539556,20000,76609132.104131401,20000,80709768.460703239]
[null,18020.592751218726,21852622.92897474,20000,25322940.656372175,20000,29091371.34127659,20000,33076204.391288228,20000,37255611.941294506,20000,41583804.433182672,20000,46015841.965392187,20000,50511700.503760904,20000,55061855.119027972,20000,59650335.263917983,20000,64179410.122725368,20000,68602304.849115223,20000,73009664.283156574,20000,77247601.526748419,20000,81348237.883320257]
[null,19101.548465999975,22386187.193607524,20000,25881601.401162062,20000,29650032.086066477,20000,33634865.136078112,20000,37814272.68608439,20000,42142465.177972555,20000,46574502.710182071,20000,51070361.248550788,20000,55620515.863817856,20000,60208996.008707866,20000,64738070.867515251,20000,69160965.593905106,20000,73568325.027946457,20000,77806262.271538302,20000,81906898.628110141]
[null,20000,22685469.735459249,20000,26180883.943013787,20000,29949314.627918202,20000,33934147.677929834,20000,38113555.227936111,20000,42441747.719824277,20000,46873785.252033792,20000,51369643.790402509,20000,55919798.405669577,20000,60508278.550559588,20000,65037353.409366973,20000,69460248.135756835,20000,73867607.569798186,20000,78105544.813390031,20000,82206181.16996187]
[null,20000,23024656.616224539,20000,26520070.823779076,20000,30288501.508683491,20000,34273334.558695123,20000,38452742.1087014,20000,42780934.600589566,20000,47212972.132799082,20000,51708830.671167798,20000,56258985.286434866,20000,60847465.431324877,20000,65376540.290132262,20000,69799435.016522124,20000,74206794.450563475,20000,78444731.694155321,20000,82545368.050727159]
[null,20000,23423700.005360171,20000,26919114.212914709,20000,30687544.897819124,20000,34672377.947830752,20000,38851785.497837029,20000,43179977.989725195,20000,47612015.52193471,20000,52107874.060303427,20000,56658028.675570495,20000,61246508.820460506,20000,65775583.679267891,20000,70198478.405657753,20000,74605837.839699104,20000,78843775.083290949,20000,82944411.439862788]
[null,20000,23902552.072322931,20000,27397966.279877469,20000,31166396.964781884,20000,35151230.014793515,20000,39330637.564799793,20000,43658830.056687959,20000,48090867.588897474,20000,52586726.127266191,20000,57136880.742533259,20000,61725360.887423269,20000,66254435.746230654,20000,70677330.472620517,20000,75084689.906661868,20000,79322627.150253713,20000,83423263.506825551]
[null,20000,24141978.105804309,20000,27637392.313358847,20000,31405822.998263262,20000,35390656.048274897,20000,39570063.598281175,20000,43898256.09016934,20000,48330293.622378856,20000,52826152.160747573,20000,57376306.776014641,20000,61964786.920904651,20000,66493861.779712036,20000,70916756.506101891,20000,75324115.940143242,20000,79562053.183735088,20000,83662689.540306926]
[null,20000,24321547.630915344,20000,27816961.838469882,20000,31585392.523374297,20000,35570225.573385932,20000,39749633.123392209,20000,44077825.615280375,20000,48509863.14748989,20000,53005721.685858607,20000,57555876.301125675,20000,62144356.446015686,20000,66673431.304823071,20000,71096326.031212926,20000,75503685.465254277,20000,79741622.708846122,20000,83842259.06541796]
[null,20000,24521069.325483158,20000,28016483.533037696,20000,31784914.217942111,20000,35769747.267953746,20000,39949154.817960024,20000,44277347.309848189,20000,48709384.842057705,20000,53205243.380426422,20000,57755397.99569349,20000,62343878.1405835,20000,66872952.999390885,20000,71295847.72578074,20000,75703207.159822091,20000,79941144.403413936,20000,84041780.759985775]
[null,20000,24700638.850594193,20000,28196053.058148731,20000,31964483.743053146,20000,35949316.793064781,20000,40128724.343071058,20000,44456916.834959224,20000,48888954.367168739,20000,53384812.905537456,20000,57934967.520804524,20000,62523447.665694535,20000,67052522.52450192,20000,71475417.250891775,20000,75882776.684933126,20000,80120713.928524971,20000,84221350.285096809]
[null,20000,24820351.867334884,20000,28315766.074889421,20000,32084196.759793837,20000,36069029.809805468,20000,40248437.359811746,20000,44576629.851699911,20000,49008667.383909427,20000,53504525.922278143,20000,58054680.537545212,20000,62643160.682435222,20000,67172235.541242614,20000,71595130.26763247,20000,76002489.701673821,20000,80240426.945265666,20000,84341063.301837504]
[null,20000,24920112.714618791,20000,28415526.922173329,20000,32183957.607077744,20000,36168790.657089375,20000,40348198.207095653,20000,44676390.698983818,20000,49108428.231193334,20000,53604286.769562051,20000,58154441.384829119,20000,62742921.529719129,20000,67271996.388526529,20000,71694891.114916384,20000,76102250.548957735,20000,80340187.79254958,20000,84440824.149121419]
[null,20000,0,20000,0,20000,0,20000,0,20000,0,20000,0,20000,0,20000,0,20000,0,20000,0,20000,0,20000,0,20000,0,20000,0,20000,0]
[null,{"$f":"IF(B94<$O$5,0,IF(C94*$B$654>$O$8,$O$8,C94*$B$654))","v":20000},0,{"$f":"IF(B94<$O$5,0,IF(C94*$D$654>$O$8,$O$8,C94*$D$654))","v":20000},0,{"$f":"IF(B94<$O$5,0,IF(C94*$F$654>$O$8,$O$8,C94*$F$654))","v":20000},0,{"$f":"IF(B94<$O$5,0,IF(C94*$H$654>$O$8,$O$8,C94*$H$654))","v":20000},0,{"$f":"IF(B94<$O$5,0,IF(C94*$J$654>$O$8,$O$8,C94*$J$654))","v":20000},0,{"$f":"IF(B94<$O$5,0,IF(C94*$L$654>$O$8,$O$8,C94*$L$654))","v":20000},0,{"$f":"IF(B94<$O$5,0,IF(C94*$N$654>$O$8,$O$8,C94*$N$654))","v":20000},0,{"$f":"IF(B94<$O$5,0,IF(C94*$P$654>$O$8,$O$8,C94*$P$654))","v":20000},0,{"$f":"IF(B94<$O$5,0,IF(C94*$R$654>$O$8,$O$8,C94*$R$654))","v":20000},0,{"$f":"IF(B94<$O$5,0,IF(C94*$T$654>$O$8,$O$8,C94*$T$654))","v":20000},0,{"$f":"IF(B94<$O$5,0,IF(C94*$V$654>$O$8,$O$8,C94*$V$654))","v":20000},0,{"$f":"IF(B94<$O$5,0,IF(C94*$X$654>$O$8,$O$8,C94*$X$654))","v":20000},0,{"$f":"IF(B94<$O$5,0,IF(C94*$Z$654>$O$8,$O$8,C94*$Z$654))","v":20000},0,{"$f":"IF(B94<$O$5,0,IF(C94*$AB$654>$O$8,$O$8,C94*$AB$654))","v":20000},0,{"$f":"IF(B94<$O$5,0,IF(C94*$AD$654>$O$8,$O$8,C94*$AD$654))","v":20000},0]
[null,20000,{"$f":"IF(B95>$O$6,0,IF(B95<$O$5,0,IF(ROW(B95)>ROW($B$30),OFFSET(INDIRECT(ADDRESS(ROW(), COLUMN())),-1,0)+$O$15*D95*B721,IF(ROW(B95)=ROW($B$30),$O$15*D95*B721,0))))","v":0},20000,{"$f":"IF(B95>$O$6,0,IF(B95<$O$5,0,IF(ROW(B95)>ROW($B$30),OFFSET(INDIRECT(ADDRESS(ROW(), COLUMN())),-1,0)+$O$15*D95*D721,IF(ROW(B95)=ROW($B$30),$O$15*D95*D721,0))))","v":0},20000,{"$f":"IF(B95>$O$6,0,IF(B95<$O$5,0,IF(ROW(B95)>ROW($B$30),OFFSET(INDIRECT(ADDRESS(ROW(), COLUMN())),-1,0)+$O$15*D95*F721,IF(ROW(B95)=ROW($B$30),$O$15*D95*F721,0))))","v":0},20000,{"$f":"IF(B95>$O$6,0,IF(B95<$O$5,0,IF(ROW(B95)>ROW($B$30),OFFSET(INDIRECT(ADDRESS(ROW(), COLUMN())),-1,0)+$O$15*D95*H721,IF(ROW(B95)=ROW($B$30),$O$15*D95*H721,0))))","v":0},20000,{"$f":"IF(B95>$O$6,0,IF(B95<$O$5,0,IF(ROW(B95)>ROW($B$30),OFFSET(INDIRECT(ADDRESS(ROW(), COLUMN())),-1,0)+$O$15*D95*J721,IF(ROW(B95)=ROW($B$30),$O$15*D95*J721,0))))","v":0},20000,{"$f":"IF(B95>$O$6,0,IF(B95<$O$5,0,IF(ROW(B95)>ROW($B$30),OFFSET(INDIRECT(ADDRESS(ROW(), COLUMN())),-1,0)+$O$15*D95*L721,IF(ROW(B95)=ROW($B$30),$O$15*D95*L721,0))))","v":0},20000,{"$f":"IF(B95>$O$6,0,IF(B95<$O$5,0,IF(ROW(B95)>ROW($B$30),OFFSET(INDIRECT(ADDRESS(ROW(), COLUMN())),-1,0)+$O$15*D95*N721,IF(ROW(B95)=ROW($B$30),$O$15*D95*N721,0))))","v":0},20000,{"$f":"IF(B95>$O$6,0,IF(B95<$O$5,0,IF(ROW(B95)>ROW($B$30),OFFSET(INDIRECT(ADDRESS(ROW(), COLUMN())),-1,0)+$O$15*D95*P721,IF(ROW(B95)=ROW($B$30),$O$15*D95*P721,0))))","v":0},20000,{"$f":"IF(B95>$O$6,0,IF(B95<$O$5,0,IF(ROW(B95)>ROW($B$30),OFFSET(INDIRECT(ADDRESS(ROW(), COLUMN())),-1,0)+$O$15*D95*R721,IF(ROW(B95)=ROW($B$30),$O$15*D95*R721,0))))","v":0},20000,{"$f":"IF(B95>$O$6,0,IF(B95<$O$5,0,IF(ROW(B95)>ROW($B$30),OFFSET(INDIRECT(ADDRESS(ROW(), COLUMN())),-1,0)+$O$15*D95*T721,IF(ROW(B95)=ROW($B$30),$O$15*D95*T721,0))))","v":0},20000,{"$f":"IF(B95>$O$6,0,IF(B95<$O$5,0,IF(ROW(B95)>ROW($B$30),OFFSET(INDIRECT(ADDRESS(ROW(), COLUMN())),-1,0)+$O$15*D95*V721,IF(ROW(B95)=ROW($B$30),$O$15*D95*V721,0))))","v":0},20000,{"$f":"IF(B95>$O$6,0,IF(B95<$O$5,0,IF(ROW(B95)>ROW($B$30),OFFSET(INDIRECT(ADDRESS(ROW(), COLUMN())),-1,0)+$O$15*D95*X721,IF(ROW(B95)=ROW($B$30),$O$15*D95*X721,0))))","v":0},20000,{"$f":"IF(B95>$O$6,0,IF(B95<$O$5,0,IF(ROW(B95)>ROW($B$30),OFFSET(INDIRECT(ADDRESS(ROW(), COLUMN())),-1,0)+$O$15*D95*Z721,IF(ROW(B95)=ROW($B$30),$O$15*D95*Z721,0))))","v":0},20000,{"$f":"IF(B95>$O$6,0,IF(B95<$O$5,0,IF(ROW(B95)>ROW($B$30),OFFSET(INDIRECT(ADDRESS(ROW(), COLUMN())),-1,0)+$O$15*D95*AB721,IF(ROW(B95)=ROW($B$30),$O$15*D95*AB721,0))))","v":0},20000,{"$f":"IF(B95>$O$6,0,IF(B95<$O$5,0,IF(ROW(B95)>ROW($B$30),OFFSET(INDIRECT(ADDRESS(ROW(), COLUMN())),-1,0)+$O$15*D95*AD721,IF(ROW(B95)=ROW($B$30),$O$15*D95*AD721,0))))","v":0}]
[null,20000,0,20000,0,20000,0,20000,0,20000,0,20000,0,20000,0,20000,0,20000,0,20000,0,20000,0,20000,0,20000,0,20000,0,20000,0]
[null,20000,0,20000,0,20000,0,20000,0,20000,0,20000,0,20000,0,20000,0,20000,0,20000,0,20000,0,20000,0,20000,0,20000,0,20000,0]
[null,20000,0,20000,0,20000,0,20000,0,20000,0,20000,0,20000,0,20000,0,20000,0,20000,0,20000,0,20000,0,20000,0,20000,0,20000,0]
[null,20000,0,20000,0,20000,0,20000,0,20000,0,20000,0,20000,0,20000,0,20000,0,20000,0,20000,0,20000,0,20000,0,20000,0,20000,0]
[null,20000,0,20000,0,20000,0,20000,0,20000,0,20000,0,20000,0,20000,0,20000,0,20000,0,20000,0,20000,0,20000,0,20000,0,20000,0]
[null,20000,0,20000,0,20000,0,20000,0,20000,0,20000,0,20000,0,20000,0,20000,0,20000,0,20000,0,20000,0,20000,0,20000,0,20000,0]
[null,20000,0,20000,0,20000,0,20000,0,20000,0,20000,0,20000,0,20000,0,20000,0,20000,0,20000,0,20000,0,20000,0,20000,0,20000,0]
[null,20000,0,20000,0,20000,0,20000,0,20000,0,20000,0,20000,0,20000,0,20000,0,20000,0,20000,0,20000,0,20000,0,20000,0,20000,0]
[null,20000,0,20000,0,20000,0,20000,0,20000,0,20000,0,20000,0,20000,0,20000,0,20000,0,20000,0,20000,0,20000,0,20000,0,20000,0]
[null,20000,0,20000,0,20000,0,20000,0,20000,0,20000,0,20000,0,20000,0,20000,0,20000,0,20000,0,20000,0,20000,0,20000,0,20000,0]
[null,20000,0,20000,0,20000,0,20000,0,20000,0,20000,0,20000,0,20000,0,20000,0,20000,0,20000,0,20000,0,20000,0,20000,0,20000,0]
[null,20000,0,20000,0,20000,0,20000,0,20000,0,20000,0,20000,0,20000,0,20000,0,20000,0,20000,0,20000,0,20000,0,20000,0,20000,0]
[null,20000,0,20000,0,20000,0,20000,0,20000,0,20000,0,20000,0,20000,0,20000,0,20000,0,20000,0,20000,0,20000,0,20000,0,20000,0]
[null,20000,0,20000,0,20000,0,20000,0,20000,0,20000,0,20000,0,20000,0,20000,0,20000,0,20000,0,20000,0,20000,0,20000,0,20000,0]
[null,20000,0,20000,0,20000,0,20000,0,20000,0,20000,0,20000,0,20000,0,20000,0,20000,0,20000,0,20000,0,20000,0,20000,0,20000,0]
[null,20000,0,20000,0,20000,0,20000,0,20000,0,20000,0,20000,0,20000,0,20000,0,20000,0,20000,0,20000,0,20000,0,20000,0,20000,0]
[null,20000,0,20000,0,20000,0,20000,0,20000,0,20000,0,20000,0,20000,0,20000,0,20000,0,20000,0,20000,0,20000,0,20000,0,20000,0]
[null,20000,0,20000,0,20000,0,20000,0,20000,0,20000,0,20000,0,20000,0,20000,0,20000,0,20000,0,20000,0,20000,0,20000,0,20000,0]
[null,20000,0,20000,0,20000,0,20000,0,20000,0,20000,0,20000,0,20000,0,20000,0,20000,0,20000,0,20000,0,20000,0,20000,0,20000,0]
[null,20000,0,20000,0,20000,0,20000,0,20000,0,20000,0,20000,0,20000,0,20000,0,20000,0,20000,0,20000,0,20000,0,20000,0,20000,0]
[null,20000,0,20000,0,20000,0,20000,0,20000,0,20000,0,20000,0,20000,0,20000,0,20000,0,20000,0,20000,0,20000,0,20000,0,20000,0]
[null,20000,0,20000,0,20000,0,20000,0,20000,0,20000,0,20000,0,20000,0,20000,0,20000,0,20000,0,20000,0,20000,0,20000,0,20000,0]
[null,20000,0,20000,0,20000,0,20000,0,20000,0,20000,0,20000,0,20000,0,20000,0,20000,0,20000,0,20000,0,20000,0,20000,0,20000,0]
[null,20000,0,20000,0,20000,0,20000,0,20000,0,20000,0,20000,0,20000,0,20000,0,20000,0,20000,0,20000,0,20000,0,20000,0,20000,0]
[null,20000,0,20000,0,20000,0,20000,0,20000,0,20000,0,20000,0,20000,0,20000,0,20000,0,20000,0,20000,0,20000,0,20000,0,20000,0]
[null,20000,0,20000,0,20000,0,20000,0,20000,0,20000,0,20000,0,20000,0,20000,0,20000,0,20000,0,20000,0,20000,0,20000,0,20000,0]
[null,20000,0,20000,0,20000,0,20000,0,20000,0,20000,0,20000,0,20000,0,20000,0,20000,0,20000,0,20000,0,20000,0,20000,0,20000,0]
[null,20000,0,20000,0,20000,0,20000,0,20000,0,20000,0,20000,0,20000,0,20000,0,20000,0,20000,0,20000,0,20000,0,20000,0,20000,0]
[null,20000,0,20000,0,20000,0,20000,0,20000,0,20000,0,20000,0,20000,0,20000,0,20000,0,20000,0,20000,0,20000,0,20000,0,20000,0]
[null,20000,0,20000,0,20000,0,20000,0,20000,0,20000,0,20000,0,20000,0,20000,0,20000,0,20000,0,20000,0,20000,0,20000,0,20000,0]
[null,20000,0,20000,0,20000,0,20000,0,20000,0,20000,0,20000,0,20000,0,20000,0,20000,0,20000,0,20000,0,20000,0,20000,0,20000,0]
[null,20000,0,20000,0,20000,0,20000,0,20000,0,20000,0,20000,0,20000,0,20000,0,20000,0,20000,0,20000,0,20000,0,20000,0,20000,0]
[null,20000,0,20000,0,20000,0,20000,0,20000,0,20000,0,20000,0,20000,0,20000,0,20000,0,20000,0,20000,0,20000,0,20000,0,20000,0]
[null,20000,0,20000,0,20000,0,20000,0,20000,0,20000,0,20000,0,20000,0,20000,0,20000,0,20000,0,20000,0,20000,0,20000,0,20000,0]
[null,20000,0,20000,0,20000,0,20000,0,20000,0,20000,0,20000,0,20000,0,20000,0,20000,0,20000,0,20000,0,20000,0,20000,0,20000,0]
[null,20000,0,20000,0,20000,0,20000,0,20000,0,20000,0,20000,0,20000,0,20000,0,20000,0,20000,0,20000,0,20000,0,20000,0,20000,0]
[null,20000,0,20000,0,20000,0,20000,0,20000,0,20000,0,20000,0,20000,0,20000,0,20000,0,20000,0,20000,0,20000,0,20000,0,20000,0]
[null,20000,0,20000,0,20000,0,20000,0,20000,0,20000,0,20000,0,20000,0,20000,0,20000,0,20000,0,20000,0,20000,0,20000,0,20000,0]
[null,20000,0,20000,0,20000,0,20000,0,20000,0,20000,0,20000,0,20000,0,20000,0,20000,0,20000,0,20000,0,20000,0,20000,0,20000,0]
[null,20000,0,20000,0,20000,0,20000,0,20000,0,20000,0,20000,0,20000,0,20000,0,20000,0,20000,0,20000,0,20000,0,20000,0,20000,0]
[null,20000,0,20000,0,20000,0,20000,0,20000,0,20000,0,20000,0,20000,0,20000,0,20000,0,20000,0,20000,0,20000,0,20000,0,20000,0]
[null,20000,0,20000,0,20000,0,20000,0,20000,0,20000,0,20000,0,20000,0,20000,0,20000,0,20000,0,20000,0,20000,0,20000,0,20000,0]
[null,20000,0,20000,0,20000,0,20000,0,20000,0,20000,0,20000,0,20000,0,20000,0,20000,0,20000,0,20000,0,20000,0,20000,0,20000,0]
[null,20000,0,20000,0,20000,0,20000,0,20000,0,20000,0,20000,0,20000,0,20000,0,20000,0,20000,0,20000,0,20000,0,20000,0,20000,0]
[null,20000,0,20000,0,20000,0,20000,0,20000,0,20000,0,20000,0,20000,0,20000,0,20000,0,20000,0,20000,0,20000,0,20000,0,20000,0]
[null,20000,0,20000,0,20000,0,20000,0,20000,0,20000,0,20000,0,20000,0,20000,0,20000,0,20000,0,20000,0,20000,0,20000,0,20000,0]
[null,20000,0,20000,0,20000,0,20000,0,20000,0,20000,0,20000,0,20000,0,20000,0,20000,0,20000,0,20000,0,20000,0,20000,0,20000,0]
[null,20000,0,20000,0,20000,0,20000,0,20000,0,20000,0,20000,0,20000,0,20000,0,20000,0,20000,0,20000,0,20000,0,20000,0,20000,0]
[null,20000,0,20000,0,20000,0,20000,0,20000,0,20000,0,20000,0,20000,0,20000,0,20000,0,20000,0,20000,0,20000,0,20000,0,20000,0]
[null,20000,0,20000,0,20000,0,20000,0,20000,0,20000,0,20000,0,20000,0,20000,0,20000,0,20000,0,20000,0,20000,0,20000,0,20000,0]
[null,20000,0,20000,0,20000,0,20000,0,20000,0,20000,0,20000,0,20000,0,20000,0,20000,0,20000,0,20000,0,20000,0,20000,0,20000,0]
[null,20000,0,20000,0,20000,0,20000,0,20000,0,20000,0,20000,0,20000,0,20000,0,20000,0,20000,0,20000,0,20000,0,20000,0,20000,0]
[null,20000,0,20000,0,20000,0,20000,0,20000,0,20000,0,20000,0,20000,0,20000,0,20000,0,20000,0,20000,0,20000,0,20000,0,20000,0]
[null,20000,0,20000,0,20000,0,20000,0,20000,0,20000,0,20000,0,20000,0,20000,0,20000,0,20000,0,20000,0,20000,0,20000,0,20000,0]
[null,20000,0,20000,0,20000,0,20000,0,20000,0,20000,0,20000,0,20000,0,20000,0,20000,0,20000,0,20000,0,20000,0,20000,0,20000,0]
[null,20000,0,20000,0,20000,0,20000,0,20000,0,20000,0,20000,0,20000,0,20000,0,20000,0,20000,0,20000,0,20000,0,20000,0,20000,0]
[null,20000,0,20000,0,20000,0,20000,0,20000,0,20000,0,20000,0,20000,0,20000,0,20000,0,20000,0,20000,0,20000,0,20000,0,20000,0]
[null,20000,0,20000,0,20000,0,20000,0,20000,0,20000,0,20000,0,20000,0,20000,0,20000,0,20000,0,20000,0,20000,0,20000,0,20000,0]
[null,20000,0,20000,0,20000,0,20000,0,20000,0,20000,0,20000,0,20000,0,20000,0,20000,0,20000,0,20000,0,20000,0,20000,0,20000,0]
[null,20000,0,20000,0,20000,0,20000,0,20000,0,20000,0,20000,0,20000,0,20000,0,20000,0,20000,0,20000,0,20000,0,20000,0,20000,0]
[null,20000,0,20000,0,20000,0,20000,0,20000,0,20000,0,20000,0,20000,0,20000,0,20000,0,20000,0,20000,0,20000,0,20000,0,20000,0]
[null,20000,0,20000,0,20000,0,20000,0,20000,0,20000,0,20000,0,20000,0,20000,0,20000,0,20000,0,20000,0,20000,0,20000,0,20000,0]
[null,{"$f":"IF(B158<$O$5,0,IF(C158*$B$654>$O$8,$O$8,C158*$B$654))","v":20000},0,{"$f":"IF(B158<$O$5,0,IF(C158*$D$654>$O$8,$O$8,C158*$D$654))","v":20000},0,{"$f":"IF(B158<$O$5,0,IF(C158*$F$654>$O$8,$O$8,C158*$F$654))","v":20000},0,{"$f":"IF(B158<$O$5,0,IF(C158*$H$654>$O$8,$O$8,C158*$H$654))","v":20000},0,{"$f":"IF(B158<$O$5,0,IF(C158*$J$654>$O$8,$O$8,C158*$J$654))","v":20000},0,{"$f":"IF(B158<$O$5,0,IF(C158*$L$654>$O$8,$O$8,C158*$L$654))","v":20000},0,{"$f":"IF(B158<$O$5,0,IF(C158*$N$654>$O$8,$O$8,C158*$N$654))","v":20000},0,{"$f":"IF(B158<$O$5,0,IF(C158*$P$654>$O$8,$O$8,C158*$P$654))","v":20000},0,{"$f":"IF(B158<$O$5,0,IF(C158*$R$654>$O$8,$O$8,C158*$R$654))","v":20000},0,{"$f":"IF(B158<$O$5,0,IF(C158*$T$654>$O$8,$O$8,C158*$T$654))","v":20000},0,{"$f":"IF(B158<$O$5,0,IF(C158*$V$654>$O$8,$O$8,C158*$V$654))","v":20000},0,{"$f":"IF(B158<$O$5,0,IF(C158*$X$654>$O$8,$O$8,C158*$X$654))","v":20000},0,{"$f":"IF(B158<$O$5,0,IF(C158*$Z$654>$O$8,$O$8,C158*$Z$654))","v":20000},0,{"$f":"IF(B158<$O$5,0,IF(C158*$AB$654>$O$8,$O$8,C158*$AB$654))","v":20000},0,{"$f":"IF(B158<$O$5,0,IF(C158*$AD$654>$O$8,$O$8,C158*$AD$654))","v":20000},0]
[null,20000,{"$f":"IF(B159>$O$6,0,IF(B159<$O$5,0,IF(ROW(B159)>ROW($B$30),OFFSET(INDIRECT(ADDRESS(ROW(), COLUMN())),-1,0)+$O$15*D159*B785,IF(ROW(B159)=ROW($B$30),$O$15*D159*B785,0))))","v":0},20000,{"$f":"IF(B159>$O$6,0,IF(B159<$O$5,0,IF(ROW(B159)>ROW($B$30),OFFSET(INDIRECT(ADDRESS(ROW(), COLUMN())),-1,0)+$O$15*D159*D785,IF(ROW(B159)=ROW($B$30),$O$15*D159*D785,0))))","v":0},20000,{"$f":"IF(B159>$O$6,0,IF(B159<$O$5,0,IF(ROW(B159)>ROW($B$30),OFFSET(INDIRECT(ADDRESS(ROW(), COLUMN())),-1,0)+$O$15*D159*F785,IF(ROW(B159)=ROW($B$30),$O$15*D159*F785,0))))","v":0},20000,{"$f":"IF(B159>$O$6,0,IF(B159<$O$5,0,IF(ROW(B159)>ROW($B$30),OFFSET(INDIRECT(ADDRESS(ROW(), COLUMN())),-1,0)+$O$15*D159*H785,IF(ROW(B159)=ROW($B$30),$O$15*D159*H785,0))))","v":0},20000,{"$f":"IF(B159>$O$6,0,IF(B159<$O$5,0,IF(ROW(B159)>ROW($B$30),OFFSET(INDIRECT(ADDRESS(ROW(), COLUMN())),-1,0)+$O$15*D159*J785,IF(ROW(B159)=ROW($B$30),$O$15*D159*J785,0))))","v":0},20000,{"$f":"IF(B159>$O$6,0,IF(B159<$O$5,0,IF(ROW(B159)>ROW($B$30),OFFSET(INDIRECT(ADDRESS(ROW(), COLUMN())),-1,0)+$O$15*D159*L785,IF(ROW(B159)=ROW($B$30),$O$15*D159*L785,0))))","v":0},20000,{"$f":"IF(B159>$O$6,0,IF(B159<$O$5,0,IF(ROW(B159)>ROW($B$30),OFFSET(INDIRECT(ADDRESS(ROW(), COLUMN())),-1,0)+$O$15*D159*N785,IF(ROW(B159)=ROW($B$30),$O$15*D159*N785,0))))","v":0},20000,{"$f":"IF(B159>$O$6,0,IF(B159<$O$5,0,IF(ROW(B159)>ROW($B$30),OFFSET(INDIRECT(ADDRESS(ROW(), COLUMN())),-1,0)+$O$15*D159*P785,IF(ROW(B159)=ROW($B$30),$O$15*D159*P785,0))))","v":0},20000,{"$f":"IF(B159>$O$6,0,IF(B159<$O$5,0,IF(ROW(B159)>ROW($B$30),OFFSET(INDIRECT(ADDRESS(ROW(), COLUMN())),-1,0)+$O$15*D159*R785,IF(ROW(B159)=ROW($B$30),$O$15*D159*R785,0))))","v":0},20000,{"$f":"IF(B159>$O$6,0,IF(B159<$O$5,0,IF(ROW(B159)>ROW($B$30),OFFSET(INDIRECT(ADDRESS(ROW(), COLUMN())),-1,0)+$O$15*D159*T785,IF(ROW(B159)=ROW($B$30),$O$15*D159*T785,0))))","v":0},20000,{"$f":"IF(B159>$O$6,0,IF(B159<$O$5,0,IF(ROW(B159)>ROW($B$30),OFFSET(INDIRECT(ADDRESS(ROW(), COLUMN())),-1,0)+$O$15*D159*V785,IF(ROW(B159)=ROW($B$30),$O$15*D159*V785,0))))","v":0},20000,{"$f":"IF(B159>$O$6,0,IF(B159<$O$5,0,IF(ROW(B159)>ROW($B$30),OFFSET(INDIRECT(ADDRESS(ROW(), COLUMN())),-1,0)+$O$15*D159*X785,IF(ROW(B159)=ROW($B$30),$O$15*D159*X785,0))))","v":0},20000,{"$f":"IF(B159>$O$6,0,IF(B159<$O$5,0,IF(ROW(B159)>ROW($B$30),OFFSET(INDIRECT(ADDRESS(ROW(), COLUMN())),-1,0)+$O$15*D159*Z785,IF(ROW(B159)=ROW($B$30),$O$15*D159*Z785,0))))","v":0},20000,{"$f":"IF(B159>$O$6,0,IF(B159<$O$5,0,IF(ROW(B159)>ROW($B$30),OFFSET(INDIRECT(ADDRESS(ROW(), COLUMN())),-1,0)+$O$15*D159*AB785,IF(ROW(B159)=ROW($B$30),$O$15*D159*AB785,0))))","v":0},20000,{"$f":"IF(B159>$O$6,0,IF(B159<$O$5,0,IF(ROW(B159)>ROW($B$30),OFFSET(INDIRECT(ADDRESS(ROW(), COLUMN())),-1,0)+$O$15*D159*AD785,IF(ROW(B159)=ROW($B$30),$O$15*D159*AD785,0))))","v":0}]
[null,20000,0,20000,0,20000,0,20000,0,20000,0,20000,0,20000,0,20000,0,20000,0,20000,0,20000,0,20000,0,20000,0,20000,0,20000,0]
[null,20000,0,20000,0,20000,0,20000,0,20000,0,20000,0,20000,0,20000,0,20000,0,20000,0,20000,0,20000,0,20000,0,20000,0,20000,0]
[null,20000,0,20000,0,20000,0,20000,0,20000,0,20000,0,20000,0,20000,0,20000,0,20000,0,20000,0,20000,0,20000,0,20000,0,20000,0]
[null,20000,0,20000,0,20000,0,20000,0,20000,0,20000,0,20000,0,20000,0,20000,0,20000,0,20000,0,20000,0,20000,0,20000,0,20000,0]
[null,20000,0,20000,0,20000,0,20000,0,20000,0,20000,0,20000,0,20000,0,20000,0,20000,0,20000,0,20000,0,20000,0,20000,0,20000,0]
[null,20000,0,20000,0,20000,0,20000,0,20000,0,20000,0,20000,0,20000,0,20000,0,20000,0,20000,0,20000,0,20000,0,20000,0,20000,0]
[null,20000,0,20000,0,20000,0,20000,0,20000,0,20000,0,20000,0,20000,0,20000,0,20000,0,20000,0,20000,0,20000,0,20000,0,20000,0]
[null,20000,0,20000,0,20000,0,20000,0,20000,0,20000,0,20000,0,20000,0,20000,0,20000,0,20000,0,20000,0,20000,0,20000,0,20000,0]
[null,20000,0,20000,0,20000,0,20000,0,20000,0,20000,0,20000,0,20000,0,20000,0,20000,0,20000,0,20000,0,20000,0,20000,0,20000,0]
[null,20000,0,20000,0,20000,0,20000,0,20000,0,20000,0,20000,0,20000,0,20000,0,20000,0,20000,0,20000,0,20000,0,20000,0,20000,0]
[null,20000,0,20000,0,20000,0,20000,0,20000,0,20000,0,20000,0,20000,0,20000,0,20000,0,20000,0,20000,0,20000,0,20000,0,20000,0]
[null,20000,0,20000,0,20000,0,20000,0,20000,0,20000,0,20000,0,20000,0,20000,0,20000,0,20000,0,20000,0,20000,0,20000,0,20000,0]
[null,20000,0,20000,0,20000,0,20000,0,20000,0,20000,0,20000,0,20000,0,20000,0,20000,0,20000,0,20000,0,20000,0,20000,0,20000,0]
[null,20000,0,20000,0,20000,0,20000,0,20000,0,20000,0,20000,0,20000,0,20000,0,20000,0,20000,0,20000,0,20000,0,20000,0,20000,0]
[null,20000,0,20000,0,20000,0,20000,0,20000,0,20000,0,20000,0,20000,0,20000,0,20000,0,20000,0,20000,0,20000,0,20000,0,20000,0]
[null,20000,0,20000,0,20000,0,20000,0,20000,0,20000,0,20000,0,20000,0,20000,0,20000,0,20000,0,20000,0,20000,0,20000,0,20000,0]
[null,20000,0,20000,0,20000,0,20000,0,20000,0,20000,0,20000,0,20000,0,20000,0,20000,0,20000,0,20000,0,20000,0,20000,0,20000,0]
[null,20000,0,20000,0,20000,0,20000,0,20000,0,20000,0,20000,0,20000,0,20000,0,20000,0,20000,0,20000,0,20000,0,20000,0,20000,0]
[null,20000,0,20000,0,20000,0,20000,0,20000,0,20000,0,20000,0,20000,0,20000,0,20000,0,20000,0,20000,0,20000,0,20000,0,20000,0]
[null,20000,0,20000,0,20000,0,20000,0,20000,0,20000,0,20000,0,20000,0,20000,0,20000,0,20000,0,20000,0,20000,0,20000,0,20000,0]
[null,20000,0,20000,0,20000,0,20000,0,20000,0,20000,0,20000,0,20000,0,20000,0,20000,0,20000,0,20000,0,20000,0,20000,0,20000,0]
[null,20000,0,20000,0,20000,0,20000,0,20000,0,20000,0,20000,0,20000,0,20000,0,20000,0,20000,0,20000,0,20000,0,20000,0,20000,0]
[null,20000,0,20000,0,20000,0,20000,0,20000,0,20000,0,20000,0,20000,0,20000,0,20000,0,20000,0,20000,0,20000,0,20000,0,20000,0]
[null,20000,0,20000,0,20000,0,20000,0,20000,0,20000,0,20000,0,20000,0,20000,0,20000,0,20000,0,20000,0,20000,0,20000,0,20000,0]
[null,20000,0,20000,0,20000,0,20000,0,20000,0,20000,0,20000,0,20000,0,20000,0,20000,0,20000,0,20000,0,20000,0,20000,0,20000,0]
[null,20000,0,20000,0,20000,0,20000,0,20000,0,20000,0,20000,0,20000,0,20000,0,20000,0,20000,0,20000,0,20000,0,20000,0,20000,0]
[null,20000,0,20000,0,20000,0,20000,0,20000,0,20000,0,20000,0,20000,0,20000,0,20000,0,20000,0,20000,0,20000,0,20000,0,20000,0]
[null,20000,0,20000,0,20000,0,20000,0,20000,0,20000,0,20000,0,20000,0,20000,0,20000,0,20000,0,20000,0,20000,0,20000,0,20000,0]
[null,20000,0,20000,0,20000,0,20000,0,20000,0,20000,0,20000,0,20000,0,20000,0,20000,0,20000,0,20000,0,20000,0,20000,0,20000,0]
[null,20000,0,20000,0,20000,0,20000,0,20000,0,20000,0,20000,0,20000,0,20000,0,20000,0,20000,0,20000,0,20000,0,20000,0,20000,0]
[null,20000,0,20000,0,20000,0,20000,0,20000,0,20000,0,20000,0,20000,0,20000,0,20000,0,20000,0,20000,0,20000,0,20000,0,20000,0]
[null,20000,0,20000,0,20000,0,20000,0,20000,0,20000,0,20000,0,20000,0,20000,0,20000,0,20000,0,20000,0,20000,0,20000,0,20000,0]
[null,20000,0,20000,0,20000,0,20000,0,20000,0,20000,0,20000,0,20000,0,20000,0,20000,0,20000,0,20000,0,20000,0,20000,0,20000,0]
[null,20000,0,20000,0,20000,0,20000,0,20000,0,20000,0,20000,0,20000,0,20000,0,20000,0,20000,0,20000,0,20000,0,20000,0,20000,0]
[null,20000,0,20000,0,20000,0,20000,0,20000,0,20000,0,20000,0,20000,0,20000,0,20000,0,20000,0,20000,0,20000,0,20000,0,20000,0]
[null,20000,0,20000,0,20000,0,20000,0,20000,0,20000,0,20000,0,20000,0,20000,0,20000,0,20000,0,20000,0,20000,0,20000,0,20000,0]
[null,20000,0,20000,0,20000,0,20000,0,20000,0,20000,0,20000,0,20000,0,20000,0,20000,0,20000,0,20000,0,20000,0,20000,0,20000,0]
[null,20000,0,20000,0,20000,0,20000,0,20000,0,20000,0,20000,0,20000,0,20000,0,20000,0,20000,0,20000,0,20000,0,20000,0,20000,0]
[null,20000,0,20000,0,20000,0,20000,0,20000,0,20000,0,20000,0,20000,0,20000,0,20000,0,20000,0,20000,0,20000,0,20000,0,20000,0]
[null,20000,0,20000,0,20000,0,20000,0,20000,0,20000,0,20000,0,20000,0,20000,0,20000,0,20000,0,20000,0,20000,0,20000,0,20000,0]
[null,20000,0,20000,0,20000,0,20000,0,20000,0,20000,0,20000,0,20000,0,20000,0,20000,0,20000,0,20000,0,20000,0,20000,0,20000,0]
[null,20000,0,20000,0,20000,0,20000,0,20000,0,20000,0,20000,0,20000,0,20000,0,20000,0,20000,0,20000,0,20000,0,20000,0,20000,0]
[null,20000,0,20000,0,20000,0,20000,0,20000,0,20000,0,20000,0,20000,0,20000,0,20000,0,20000,0,20000,0,20000,0,20000,0,20000,0]
[null,20000,0,20000,0,20000,0,20000,0,20000,0,20000,0,20000,0,20000,0,20000,0,20000,0,20000,0,20000,0,20000,0,20000,0,20000,0]
[null,20000,0,20000,0,20000,0,20000,0,20000,0,20000,0,20000,0,20000,0,20000,0,20000,0,20000,0,20000,0,20000,0,20000,0,20000,0]
[null,20000,0,20000,0,20000,0,20000,0,20000,0,20000,0,20000,0,20000,0,20000,0,20000,0,20000,0,20000,0,20000,0,20000,0,20000,0]
[null,20000,0,20000,0,20000,0,20000,0,20000,0,20000,0,20000,0,20000,0,20000,0,20000,0,20000,0,20000,0,20000,0,20000,0,20000,0]
[null,20000,0,20000,0,20000,0,20000,0,20000,0,20000,0,20000,0,20000,0,20000,0,20000,0,20000,0,20000,0,20000,0,20000,0,20000,0]
[null,20000,0,20000,0,20000,0,20000,0,20000,0,20000,0,20000,0,20000,0,20000,0,20000,0,20000,0,20000,0,20000,0,20000,0,20000,0]
[null,20000,0,20000,0,20000,0,20000,0,20000,0,20000,0,20000,0,20000,0,20000,0,20000,0,20000,0,20000,0,20000,0,20000,0,20000,0]
[null,20000,0,20000,0,20000,0,20000,0,20000,0,20000,0,20000,0,20000,0,20000,0,20000,0,20000,0,20000,0,20000,0,20000,0,20000,0]
[null,20000,0,20000,0,20000,0,20000,0,20000,0,20000,0,20000,0,20000,0,20000,0,20000,0,20000,0,20000,0,20000,0,20000,0,20000,0]
[null,20000,0,20000,0,20000,0,20000,0,20000,0,20000,0,20000,0,20000,0,20000,0,20000,0,20000,0,20000,0,20000,0,20000,0,20000,0]
[null,20000,0,20000,0,20000,0,20000,0,20000,0,20000,0,20000,0,20000,0,20000,0,20000,0,20000,0,20000,0,20000,0,20000,0,20000,0]
[null,20000,0,20000,0,20000,0,20000,0,20000,0,20000,0,20000,0,20000,0,20000,0,20000,0,20000,0,20000,0,20000,0,20000,0,20000,0]
[null,20000,0,20000,0,20000,0,20000,0,20000,0,20000,0,20000,0,20000,0,20000,0,20000,0,20000,0,20000,0,20000,0,20000,0,20000,0]
[null,20000,0,20000,0,20000,0,20000,0,20000,0,20000,0,20000,0,20000,0,20000,0,20000,0,20000,0,20000,0,20000,0,20000,0,20000,0]
[null,20000,0,20000,0,20000,0,20000,0,20000,0,20000,0,20000,0,20000,0,20000,0,20000,0,20000,0,20000,0,20000,0,20000,0,20000,0]
[null,20000,0,20000,0,20000,0,20000,0,20000,0,20000,0,20000,0,20000,0,20000,0,20000,0,20000,0,20000,0,20000,0,20000,0,20000,0]
[null,20000,0,20000,0,20000,0,20000,0,20000,0,20000,0,20000,0,20000,0,20000,0,20000,0,20000,0,20000,0,20000,0,20000,0,20000,0]
[null,20000,0,20000,0,20000,0,20000,0,20000,0,20000,0,20000,0,20000,0,20000,0,20000,0,20000,0,20000,0,20000,0,20000,0,20000,0]
[null,20000,0,20000,0,20000,0,20000,0,20000,0,20000,0,20000,0,20000,0,20000,0,20000,0,20000,0,20000,0,20000,0,20000,0,20000,0]
[null,{"$f":"IF(B222<$O$5,0,IF(C222*$B$654>$O$8,$O$8,C222*$B$654))","v":20000},0,{"$f":"IF(B222<$O$5,0,IF(C222*$D$654>$O$8,$O$8,C222*$D$654))","v":20000},0,{"$f":"IF(B222<$O$5,0,IF(C222*$F$654>$O$8,$O$8,C222*$F$654))","v":20000},0,{"$f":"IF(B222<$O$5,0,IF(C222*$H$654>$O$8,$O$8,C222*$H$654))","v":20000},0,{"$f":"IF(B222<$O$5,0,IF(C222*$J$654>$O$8,$O$8,C222*$J$654))","v":20000},0,{"$f":"IF(B222<$O$5,0,IF(C222*$L$654>$O$8,$O$8,C222*$L$654))","v":20000},0,{"$f":"IF(B222<$O$5,0,IF(C222*$N$654>$O$8,$O$8,C222*$N$654))","v":20000},0,{"$f":"IF(B222<$O$5,0,IF(C222*$P$654>$O$8,$O$8,C222*$P$654))","v":20000},0,{"$f":"IF(B222<$O$5,0,IF(C222*$R$654>$O$8,$O$8,C222*$R$654))","v":20000},0,{"$f":"IF(B222<$O$5,0,IF(C222*$T$654>$O$8,$O$8,C222*$T$654))","v":20000},0,{"$f":"IF(B222<$O$5,0,IF(C222*$V$654>$O$8,$O$8,C222*$V$654))","v":20000},0,{"$f":"IF(B222<$O$5,0,IF(C222*$X$654>$O$8,$O$8,C222*$X$654))","v":20000},0,{"$f":"IF(B222<$O$5,0,IF(C222*$Z$654>$O$8,$O$8,C222*$Z$654))","v":20000},0,{"$f":"IF(B222<$O$5,0,IF(C222*$AB$654>$O$8,$O$8,C222*$AB$654))","v":20000},0,{"$f":"IF(B222<$O$5,0,IF(C222*$AD$654>$O$8,$O$8,C222*$AD$654))","v":20000},0]
[null,20000,{"$f":"IF(B223>$O$6,0,IF(B223<$O$5,0,IF(ROW(B223)>ROW($B$30),OFFSET(INDIRECT(ADDRESS(ROW(), COLUMN())),-1,0)+$O$15*D223*B849,IF(ROW(B223)=ROW($B$30),$O$15*D223*B849,0))))","v":0},20000,{"$f":"IF(B223>$O$6,0,IF(B223<$O$5,0,IF(ROW(B223)>ROW($B$30),OFFSET(INDIRECT(ADDRESS(ROW(), COLUMN())),-1,0)+$O$15*D223*D849,IF(ROW(B223)=ROW($B$30),$O$15*D223*D849,0))))","v":0},20000,{"$f":"IF(B223>$O$6,0,IF(B223<$O$5,0,IF(ROW(B223)>ROW($B$30),OFFSET(INDIRECT(ADDRESS(ROW(), COLUMN())),-1,0)+$O$15*D223*F849,IF(ROW(B223)=ROW($B$30),$O$15*D223*F849,0))))","v":0},20000,{"$f":"IF(B223>$O$6,0,IF(B223<$O$5,0,IF(ROW(B223)>ROW($B$30),OFFSET(INDIRECT(ADDRESS(ROW(), COLUMN())),-1,0)+$O$15*D223*H849,IF(ROW(B223)=ROW($B$30),$O$15*D223*H849,0))))","v":0},20000,{"$f":"IF(B223>$O$6,0,IF(B223<$O$5,0,IF(ROW(B223)>ROW($B$30),OFFSET(INDIRECT(ADDRESS(ROW(), COLUMN())),-1,0)+$O$15*D223*J849,IF(ROW(B223)=ROW($B$30),$O$15*D223*J849,0))))","v":0},20000,{"$f":"IF(B223>$O$6,0,IF(B223<$O$5,0,IF(ROW(B223)>ROW($B$30),OFFSET(INDIRECT(ADDRESS(ROW(), COLUMN())),-1,0)+$O$15*D223*L849,IF(ROW(B223)=ROW($B$30),$O$15*D223*L849,0))))","v":0},20000,{"$f":"IF(B223>$O$6,0,IF(B223<$O$5,0,IF(ROW(B223)>ROW($B$30),OFFSET(INDIRECT(ADDRESS(ROW(), COLUMN())),-1,0)+$O$15*D223*N849,IF(ROW(B223)=ROW($B$30),$O$15*D223*N849,0))))","v":0},20000,{"$f":"IF(B223>$O$6,0,IF(B223<$O$5,0,IF(ROW(B223)>ROW($B$30),OFFSET(INDIRECT(ADDRESS(ROW(), COLUMN())),-1,0)+$O$15*D223*P849,IF(ROW(B223)=ROW($B$30),$O$15*D223*P849,0))))","v":0},20000,{"$f":"IF(B223>$O$6,0,IF(B223<$O$5,0,IF(ROW(B223)>ROW($B$30),OFFSET(INDIRECT(ADDRESS(ROW(), COLUMN())),-1,0)+$O$15*D223*R849,IF(ROW(B223)=ROW($B$30),$O$15*D223*R849,0))))","v":0},20000,{"$f":"IF(B223>$O$6,0,IF(B223<$O$5,0,IF(ROW(B223)>ROW($B$30),OFFSET(INDIRECT(ADDRESS(ROW(), COLUMN())),-1,0)+$O$15*D223*T849,IF(ROW(B223)=ROW($B$30),$O$15*D223*T849,0))))","v":0},20000,{"$f":"IF(B223>$O$6,0,IF(B223<$O$5,0,IF(ROW(B223)>ROW($B$30),OFFSET(INDIRECT(ADDRESS(ROW(), COLUMN())),-1,0)+$O$15*D223*V849,IF(ROW(B223)=ROW($B$30),$O$15*D223*V849,0))))","v":0},20000,{"$f":"IF(B223>$O$6,0,IF(B223<$O$5,0,IF(ROW(B223)>ROW($B$30),OFFSET(INDIRECT(ADDRESS(ROW(), COLUMN())),-1,0)+$O$15*D223*X849,IF(ROW(B223)=ROW($B$30),$O$15*D223*X849,0))))","v":0},20000,{"$f":"IF(B223>$O$6,0,IF(B223<$O$5,0,IF(ROW(B223)>ROW($B$30),OFFSET(INDIRECT(ADDRESS(ROW(), COLUMN())),-1,0)+$O$15*D223*Z849,IF(ROW(B223)=ROW($B$30),$O$15*D223*Z849,0))))","v":0},20000,{"$f":"IF(B223>$O$6,0,IF(B223<$O$5,0,IF(ROW(B223)>ROW($B$30),OFFSET(INDIRECT(ADDRESS(ROW(), COLUMN())),-1,0)+$O$15*D223*AB849,IF(ROW(B223)=ROW($B$30),$O$15*D223*AB849,0))))","v":0},20000,{"$f":"IF(B223>$O$6,0,IF(B223<$O$5,0,IF(ROW(B223)>ROW($B$30),OFFSET(INDIRECT(ADDRESS(ROW(), COLUMN())),-1,0)+$O$15*D223*AD849,IF(ROW(B223)=ROW($B$30),$O$15*D223*AD849,0))))","v":0}]
[null,20000,0,20000,0,20000,0,20000,0,20000,0,20000,0,20000,0,20000,0,20000,0,20000,0,20000,0,20000,0,20000,0,20000,0,20000,0]
[null,20000,0,20000,0,20000,0,20000,0,20000,0,20000,0,20000,0,20000,0,20000,0,20000,0,20000,0,20000,0,20000,0,20000,0,20000,0]
[null,20000,0,20000,0,20000,0,20000,0,20000,0,20000,0,20000,0,20000,0,20000,0,20000,0,20000,0,20000,0,20000,0,20000,0,20000,0]
[null,20000,0,20000,0,20000,0,20000,0,20000,0,20000,0,20000,0,20000,0,20000,0,20000,0,20000,0,20000,0,20000,0,20000,0,20000,0]
[null,20000,0,20000,0,20000,0,20000,0,20000,0,20000,0,20000,0,20000,0,20000,0,20000,0,20000,0,20000,0,20000,0,20000,0,20000,0]
[null,20000,0,20000,0,20000,0,20000,0,20000,0,20000,0,20000,0,20000,0,20000,0,20000,0,20000,0,20000,0,20000,0,20000,0,20000,0]
[null,20000,0,20000,0,20000,0,20000,0,20000,0,20000,0,20000,0,20000,0,20000,0,20000,0,20000,0,20000,0,20000,0,20000,0,20000,0]
[null,20000,0,20000,0,20000,0,20000,0,20000,0,20000,0,20000,0,20000,0,20000,0,20000,0,20000,0,20000,0,20000,0,20000,0,20000,0]
[null,20000,0,20000,0,20000,0,20000,0,20000,0,20000,0,20000,0,20000,0,20000,0,20000,0,20000,0,20000,0,20000,0,20000,0,20000,0]
[null,20000,0,20000,0,20000,0,20000,0,20000,0,20000,0,20000,0,20000,0,20000,0,20000,0,20000,0,20000,0,20000,0,20000,0,20000,0]
[null,20000,0,20000,0,20000,0,20000,0,20000,0,20000,0,20000,0,20000,0,20000,0,20000,0,20000,0,20000,0,20000,0,20000,0,20000,0]
[null,20000,0,20000,0,20000,0,20000,0,20000,0,20000,0,20000,0,20000,0,20000,0,20000,0,20000,0,20000,0,20000,0,20000,0,20000,0]
[null,20000,0,20000,0,20000,0,20000,0,20000,0,20000,0,20000,0,20000,0,20000,0,20000,0,20000,0,20000,0,20000,0,20000,0,20000,0]
[null,20000,0,20000,0,20000,0,20000,0,20000,0,20000,0,20000,0,20000,0,20000,0,20000,0,20000,0,20000,0,20000,0,20000,0,20000,0]
[null,20000,0,20000,0,20000,0,20000,0,20000,0,20000,0,20000,0,20000,0,20000,0,20000,0,20000,0,20000,0,20000,0,20000,0,20000,0]
[null,20000,0,20000,0,20000,0,20000,0,20000,0,20000,0,20000,0,20000,0,20000,0,20000,0,20000,0,20000,0,20000,0,20000,0,20000,0]
[null,20000,0,20000,0,20000,0,20000,0,20000,0,20000,0,20000,0,20000,0,20000,0,20000,0,20000,0,20000,0,20000,0,20000,0,20000,0]
[null,20000,0,20000,0,20000,0,20000,0,20000,0,20000,0,20000,0,20000,0,20000,0,20000,0,20000,0,20000,0,20000,0,20000,0,20000,0]
[null,20000,0,20000,0,20000,0,20000,0,20000,0,20000,0,20000,0,20000,0,20000,0,20000,0,20000,0,20000,0,20000,0,20000,0,20000,0]
[null,20000,0,20000,0,20000,0,20000,0,20000,0,20000,0,20000,0,20000,0,20000,0,20000,0,20000,0,20000,0,20000,0,20000,0,20000,0]
[null,20000,0,20000,0,20000,0,20000,0,20000,0,20000,0,20000,0,20000,0,20000,0,20000,0,20000,0,20000,0,20000,0,20000,0,20000,0]
[null,20000,0,20000,0,20000,0,20000,0,20000,0,20000,0,20000,0,20000,0,20000,0,20000,0,20000,0,20000,0,20000,0,20000,0,20000,0]
[null,20000,0,20000,0,20000,0,20000,0,20000,0,20000,0,20000,0,20000,0,20000,0,20000,0,20000,0,20000,0,20000,0,20000,0,20000,0]
[null,20000,0,20000,0,20000,0,20000,0,20000,0,20000,0,20000,0,20000,0,20000,0,20000,0,20000,0,20000,0,20000,0,20000,0,20000,0]
[null,20000,0,20000,0,20000,0,20000,0,20000,0,20000,0,20000,0,20000,0,20000,0,20000,0,20000,0,20000,0,20000,0,20000,0,20000,0]
[null,20000,0,20000,0,20000,0,20000,0,20000,0,20000,0,20000,0,20000,0,20000,0,20000,0,20000,0,20000,0,20000,0,20000,0,20000,0]
[null,20000,0,20000,0,20000,0,20000,0,20000,0,20000,0,20000,0,20000,0,20000,0,20000,0,20000,0,20000,0,20000,0,20000,0,20000,0]
[null,20000,0,20000,0,20000,0,20000,0,20000,0,20000,0,20000,0,20000,0,20000,0,20000,0,20000,0,20000,0,20000,0,20000,0,20000,0]
[null,20000,0,20000,0,20000,0,20000,0,20000,0,20000,0,20000,0,20000,0,20000,0,20000,0,20000,0,20000,0,20000,0,20000,0,20000,0]
[null,20000,0,20000,0,20000,0,20000,0,20000,0,20000,0,20000,0,20000,0,20000,0,20000,0,20000,0,20000,0,20000,0,20000,0,20000,0]
[null,20000,0,20000,0,20000,0,20000,0,20000,0,20000,0,20000,0,20000,0,20000,0,20000,0,20000,0,20000,0,20000,0,20000,0,20000,0]
[null,20000,0,20000,0,20000,0,20000,0,20000,0,20000,0,20000,0,20000,0,20000,0,20000,0,20000,0,20000,0,20000,0,20000,0,20000,0]
[null,20000,0,20000,0,20000,0,20000,0,20000,0,20000,0,20000,0,20000,0,20000,0,20000,0,20000,0,20000,0,20000,0,20000,0,20000,0]
[null,20000,0,20000,0,20000,0,20000,0,20000,0,20000,0,20000,0,20000,0,20000,0,20000,0,20000,0,20000,0,20000,0,20000,0,20000,0]
[null,20000,0,20000,0,20000,0,20000,0,20000,0,20000,0,20000,0,20000,0,20000,0,20000,0,20000,0,20000,0,20000,0,20000,0,20000,0]
[null,20000,0,20000,0,20000,0,20000,0,20000,0,20000,0,20000,0,20000,0,20000,0,20000,0,20000,0,20000,0,20000,0,20000,0,20000,0]
[null,20000,0,20000,0,20000,0,20000,0,20000,0,20000,0,20000,0,20000,0,20000,0,20000,0,20000,0,20000,0,20000,0,20000,0,20000,0]
[null,20000,0,20000,0,20000,0,20000,0,20000,0,20000,0,20000,0,20000,0,20000,0,20000,0,20000,0,20000,0,20000,0,20000,0,20000,0]
[null,20000,0,20000,0,20000,0,20000,0,20000,0,20000,0,20000,0,20000,0,20000,0,20000,0,20000,0,20000,0,20000,0,20000,0,20000,0]
[null,20000,0,20000,0,20000,0,20000,0,20000,0,20000,0,20000,0,20000,0,20000,0,20000,0,20000,0,20000,0,20000,0,20000,0,20000,0]
[null,20000,0,20000,0,20000,0,20000,0,20000,0,20000,0,20000,0,20000,0,20000,0,20000,0,20000,0,20000,0,20000,0,20000,0,20000,0]
[null,20000,0,20000,0,20000,0,20000,0,20000,0,20000,0,20000,0,20000,0,20000,0,20000,0,20000,0,20000,0,20000,0,20000,0,20000,0]
[null,20000,0,20000,0,20000,0,20000,0,20000,0,20000,0,20000,0,20000,0,20000,0,20000,0,20000,0,20000,0,20000,0,20000,0,20000,0]
[null,20000,0,20000,0,20000,0,20000,0,20000,0,20000,0,20000,0,20000,0,20000,0,20000,0,20000,0,20000,0,20000,0,20000,0,20000,0]
[null,20000,0,20000,0,20000,0,20000,0,20000,0,20000,0,20000,0,20000,0,20000,0,20000,0,20000,0,20000,0,20000,0,20000,0,20000,0]
[null,20000,0,20000,0,20000,0,20000,0,20000,0,20000,0,20000,0,20000,0,20000,0,20000,0,20000,0,20000,0,20000,0,20000,0,20000,0]
[null,20000,0,20000,0,20000,0,20000,0,20000,0,20000,0,20000,0,20000,0,20000,0,20000,0,20000,0,20000,0,20000,0,20000,0,20000,0]
[null,20000,0,20000,0,20000,0,20000,0,20000,0,20000,0,20000,0,20000,0,20000,0,20000,0,20000,0,20000,0,20000,0,20000,0,20000,0]
[null,20000,0,20000,0,20000,0,20000,0,20000,0,20000,0,20000,0,20000,0,20000,0,20000,0,20000,0,20000,0,20000,0,20000,0,20000,0]
[null,20000,0,20000,0,20000,0,20000,0,20000,0,20000,0,20000,0,20000,0,20000,0,20000,0,20000,0,20000,0,20000,0,20000,0,20000,0]
[null,20000,0,20000,0,20000,0,20000,0,20000,0,20000,0,20000,0,20000,0,20000,0,20000,0,20000,0,20000,0,20000,0,20000,0,20000,0]
[null,20000,0,20000,0,20000,0,20000,0,20000,0,20000,0,20000,0,20000,0,20000,0,20000,0,20000,0,20000,0,20000,0,20000,0,20000,0]
[null,20000,0,20000,0,20000,0,20000,0,20000,0,20000,0,20000,0,20000,0,20000,0,20000,0,20000,0,20000,0,20000,0,20000,0,20000,0]
[null,20000,0,20000,0,20000,0,20000,0,20000,0,20000,0,20000,0,20000,0,20000,0,20000,0,20000,0,20000,0,20000,0,20000,0,20000,0]
[null,20000,0,20000,0,20000,0,20000,0,20000,0,20000,0,20000,0,20000,0,20000,0,20000,0,20000,0,20000,0,20000,0,20000,0,20000,0]
[null,20000,0,20000,0,20000,0,20000,0,20000,0,20000,0,20000,0,20000,0,20000,0,20000,0,20000,0,20000,0,20000,0,20000,0,20000,0]
[null,20000,0,20000,0,20000,0,20000,0,20000,0,20000,0,20000,0,20000,0,20000,0,20000,0,20000,0,20000,0,20000,0,20000,0,20000,0]
[null,20000,0,20000,0,20000,0,20000,0,20000,0,20000,0,20000,0,20000,0,20000,0,20000,0,20000,0,20000,0,20000,0,20000,0,20000,0]
[null,20000,0,20000,0,20000,0,20000,0,20000,0,20000,0,20000,0,20000,0,20000,0,20000,0,20000,0,20000,0,20000,0,20000,0,20000,0]
[null,20000,0,20000,0,20000,0,20000,0,20000,0,20000,0,20000,0,20000,0,20000,0,20000,0,20000,0,20000,0,20000,0,20000,0,20000,0]
[null,20000,0,20000,0,20000,0,20000,0,20000,0,20000,0,20000,0,20000,0,20000,0,20000,0,20000,0,20000,0,20000,0,20000,0,20000,0]
[null,20000,0,20000,0,20000,0,20000,0,20000,0,20000,0,20000,0,20000,0,20000,0,20000,0,20000,0,20000,0,20000,0,20000,0,20000,0]
[null,{"$f":"IF(B286<$O$5,0,IF(C286*$B$654>$O$8,$O$8,C286*$B$654))","v":20000},0,{"$f":"IF(B286<$O$5,0,IF(C286*$D$654>$O$8,$O$8,C286*$D$654))","v":20000},0,{"$f":"IF(B286<$O$5,0,IF(C286*$F$654>$O$8,$O$8,C286*$F$654))","v":20000},0,{"$f":"IF(B286<$O$5,0,IF(C286*$H$654>$O$8,$O$8,C286*$H$654))","v":20000},0,{"$f":"IF(B286<$O$5,0,IF(C286*$J$654>$O$8,$O$8,C286*$J$654))","v":20000},0,{"$f":"IF(B286<$O$5,0,IF(C286*$L$654>$O$8,$O$8,C286*$L$654))","v":20000},0,{"$f":"IF(B286<$O$5,0,IF(C286*$N$654>$O$8,$O$8,C286*$N$654))","v":20000},0,{"$f":"IF(B286<$O$5,0,IF(C286*$P$654>$O$8,$O$8,C286*$P$654))","v":20000},0,{"$f":"IF(B286<$O$5,0,IF(C286*$R$654>$O$8,$O$8,C286*$R$654))","v":20000},0,{"$f":"IF(B286<$O$5,0,IF(C286*$T$654>$O$8,$O$8,C286*$T$654))","v":20000},0,{"$f":"IF(B286<$O$5,0,IF(C286*$V$654>$O$8,$O$8,C286*$V$654))","v":20000},0,{"$f":"IF(B286<$O$5,0,IF(C286*$X$654>$O$8,$O$8,C286*$X$654))","v":20000},0,{"$f":"IF(B286<$O$5,0,IF(C286*$Z$654>$O$8,$O$8,C286*$Z$654))","v":20000},0,{"$f":"IF(B286<$O$5,0,IF(C286*$AB$654>$O$8,$O$8,C286*$AB$654))","v":20000},0,{"$f":"IF(B286<$O$5,0,IF(C286*$AD$654>$O$8,$O$8,C286*$AD$654))","v":20000},0]
[null,20000,{"$f":"IF(B287>$O$6,0,IF(B287<$O$5,0,IF(ROW(B287)>ROW($B$30),OFFSET(INDIRECT(ADDRESS(ROW(), COLUMN())),-1,0)+$O$15*D287*B913,IF(ROW(B287)=ROW($B$30),$O$15*D287*B913,0))))","v":0},20000,{"$f":"IF(B287>$O$6,0,IF(B287<$O$5,0,IF(ROW(B287)>ROW($B$30),OFFSET(INDIRECT(ADDRESS(ROW(), COLUMN())),-1,0)+$O$15*D287*D913,IF(ROW(B287)=ROW($B$30),$O$15*D287*D913,0))))","v":0},20000,{"$f":"IF(B287>$O$6,0,IF(B287<$O$5,0,IF(ROW(B287)>ROW($B$30),OFFSET(INDIRECT(ADDRESS(ROW(), COLUMN())),-1,0)+$O$15*D287*F913,IF(ROW(B287)=ROW($B$30),$O$15*D287*F913,0))))","v":0},20000,{"$f":"IF(B287>$O$6,0,IF(B287<$O$5,0,IF(ROW(B287)>ROW($B$30),OFFSET(INDIRECT(ADDRESS(ROW(), COLUMN())),-1,0)+$O$15*D287*H913,IF(ROW(B287)=ROW($B$30),$O$15*D287*H913,0))))","v":0},20000,{"$f":"IF(B287>$O$6,0,IF(B287<$O$5,0,IF(ROW(B287)>ROW($B$30),OFFSET(INDIRECT(ADDRESS(ROW(), COLUMN())),-1,0)+$O$15*D287*J913,IF(ROW(B287)=ROW($B$30),$O$15*D287*J913,0))))","v":0},20000,{"$f":"IF(B287>$O$6,0,IF(B287<$O$5,0,IF(ROW(B287)>ROW($B$30),OFFSET(INDIRECT(ADDRESS(ROW(), COLUMN())),-1,0)+$O$15*D287*L913,IF(ROW(B287)=ROW($B$30),$O$15*D287*L913,0))))","v":0},20000,{"$f":"IF(B287>$O$6,0,IF(B287<$O$5,0,IF(ROW(B287)>ROW($B$30),OFFSET(INDIRECT(ADDRESS(ROW(), COLUMN())),-1,0)+$O$15*D287*N913,IF(ROW(B287)=ROW($B$30),$O$15*D287*N913,0))))","v":0},20000,{"$f":"IF(B287>$O$6,0,IF(B287<$O$5,0,IF(ROW(B287)>ROW($B$30),OFFSET(INDIRECT(ADDRESS(ROW(), COLUMN())),-1,0)+$O$15*D287*P913,IF(ROW(B287)=ROW($B$30),$O$15*D287*P913,0))))","v":0},20000,{"$f":"IF(B287>$O$6,0,IF(B287<$O$5,0,IF(ROW(B287)>ROW($B$30),OFFSET(INDIRECT(ADDRESS(ROW(), COLUMN())),-1,0)+$O$15*D287*R913,IF(ROW(B287)=ROW($B$30),$O$15*D287*R913,0))))","v":0},20000,{"$f":"IF(B287>$O$6,0,IF(B287<$O$5,0,IF(ROW(B287)>ROW($B$30),OFFSET(INDIRECT(ADDRESS(ROW(), COLUMN())),-1,0)+$O$15*D287*T913,IF(ROW(B287)=ROW($B$30),$O$15*D287*T913,0))))","v":0},20000,{"$f":"IF(B287>$O$6,0,IF(B287<$O$5,0,IF(ROW(B287)>ROW($B$30),OFFSET(INDIRECT(ADDRESS(ROW(), COLUMN())),-1,0)+$O$15*D287*V913,IF(ROW(B287)=ROW($B$30),$O$15*D287*V913,0))))","v":0},20000,{"$f":"IF(B287>$O$6,0,IF(B287<$O$5,0,IF(ROW(B287)>ROW($B$30),OFFSET(INDIRECT(ADDRESS(ROW(), COLUMN())),-1,0)+$O$15*D287*X913,IF(ROW(B287)=ROW($B$30),$O$15*D287*X913,0))))","v":0},20000,{"$f":"IF(B287>$O$6,0,IF(B287<$O$5,0,IF(ROW(B287)>ROW($B$30),OFFSET(INDIRECT(ADDRESS(ROW(), COLUMN())),-1,0)+$O$15*D287*Z913,IF(ROW(B287)=ROW($B$30),$O$15*D287*Z913,0))))","v":0},20000,{"$f":"IF(B287>$O$6,0,IF(B287<$O$5,0,IF(ROW(B287)>ROW($B$30),OFFSET(INDIRECT(ADDRESS(ROW(), COLUMN())),-1,0)+$O$15*D287*AB913,IF(ROW(B287)=ROW($B$30),$O$15*D287*AB913,0))))","v":0},20000,{"$f":"IF(B287>$O$6,0,IF(B287<$O$5,0,IF(ROW(B287)>ROW($B$30),OFFSET(INDIRECT(ADDRESS(ROW(), COLUMN())),-1,0)+$O$15*D287*AD913,IF(ROW(B287)=ROW($B$30),$O$15*D287*AD913,0))))","v":0}]
[null,20000,0,20000,0,20000,0,20000,0,20000,0,20000,0,20000,0,20000,0,20000,0,20000,0,20000,0,20000,0,20000,0,20000,0,20000,0]
[null,20000,0,20000,0,20000,0,20000,0,20000,0,20000,0,20000,0,20000,0,20000,0,20000,0,20000,0,20000,0,20000,0,20000,0,20000,0]
[null,20000,0,20000,0,20000,0,20000,0,20000,0,20000,0,20000,0,20000,0,20000,0,20000,0,20000,0,20000,0,20000,0,20000,0,20000,0]
[null,20000,0,20000,0,20000,0,20000,0,20000,0,20000,0,20000,0,20000,0,20000,0,20000,0,20000,0,20000,0,20000,0,20000,0,20000,0]
[null,20000,0,20000,0,20000,0,20000,0,20000,0,20000,0,20000,0,20000,0,20000,0,20000,0,20000,0,20000,0,20000,0,20000,0,20000,0]
[null,20000,0,20000,0,20000,0,20000,0,20000,0,20000,0,20000,0,20000,0,20000,0,20000,0,20000,0,20000,0,20000,0,20000,0,20000,0]
[null,20000,0,20000,0,20000,0,20000,0,20000,0,20000,0,20000,0,20000,0,20000,0,20000,0,20000,0,20000,0,20000,0,20000,0,20000,0]
[null,20000,0,20000,0,20000,0,20000,0,20000,0,20000,0,20000,0,20000,0,20000,0,20000,0,20000,0,20000,0,20000,0,20000,0,20000,0]
[null,20000,0,20000,0,20000,0,20000,0,20000,0,20000,0,20000,0,20000,0,20000,0,20000,0,20000,0,20000,0,20000,0,20000,0,20000,0]
[null,20000,0,20000,0,20000,0,20000,0,20000,0,20000,0,20000,0,20000,0,20000,0,20000,0,20000,0,20000,0,20000,0,20000,0,20000,0]
[null,20000,0,20000,0,20000,0,20000,0,20000,0,20000,0,20000,0,20000,0,20000,0,20000,0,20000,0,20000,0,20000,0,20000,0,20000,0]
[null,20000,0,20000,0,20000,0,20000,0,20000,0,20000,0,20000,0,20000,0,20000,0,20000,0,20000,0,20000,0,20000,0,20000,0,20000,0]
[null,20000,0,20000,0,20000,0,20000,0,20000,0,20000,0,20000,0,20000,0,20000,0,20000,0,20000,0,20000,0,20000,0,20000,0,20000,0]
[null,20000,0,20000,0,20000,0,20000,0,20000,0,20000,0,20000,0,20000,0,20000,0,20000,0,20000,0,20000,0,20000,0,20000,0,20000,0]
[null,20000,0,20000,0,20000,0,20000,0,20000,0,20000,0,20000,0,20000,0,20000,0,20000,0,20000,0,20000,0,20000,0,20000,0,20000,0]
[null,20000,0,20000,0,20000,0,20000,0,20000,0,20000,0,20000,0,20000,0,20000,0,20000,0,20000,0,20000,0,20000,0,20000,0,20000,0]
[null,20000,0,20000,0,20000,0,20000,0,20000,0,20000,0,20000,0,20000,0,20000,0,20000,0,20000,0,20000,0,20000,0,20000,0,20000,0]
[null,20000,0,20000,0,20000,0,20000,0,20000,0,20000,0,20000,0,20000,0,20000,0,20000,0,20000,0,20000,0,20000,0,20000,0,20000,0]
[null,20000,0,20000,0,20000,0,20000,0,20000,0,20000,0,20000,0,20000,0,20000,0,20000,0,20000,0,20000,0,20000,0,20000,0,20000,0]
[null,20000,0,20000,0,20000,0,20000,0,20000,0,20000,0,20000,0,20000,0,20000,0,20000,0,20000,0,20000,0,20000,0,20000,0,20000,0]
[null,20000,0,20000,0,20000,0,20000,0,20000,0,20000,0,20000,0,20000,0,20000,0,20000,0,20000,0,20000,0,20000,0,20000,0,20000,0]
[null,20000,0,20000,0,20000,0,20000,0,20000,0,20000,0,20000,0,20000,0,20000,0,20000,0,20000,0,20000,0,20000,0,20000,0,20000,0]
[null,20000,0,20000,0,20000,0,20000,0,20000,0,20000,0,20000,0,20000,0,20000,0,20000,0,20000,0,20000,0,20000,0,20000,0,20000,0]
[null,20000,0,20000,0,20000,0,20000,0,20000,0,20000,0,20000,0,20000,0,20000,0,20000,0,20000,0,20000,0,20000,0,20000,0,20000,0]
[null,20000,0,20000,0,20000,0,20000,0,20000,0,20000,0,20000,0,20000,0,20000,0,20000,0,20000,0,20000,0,20000,0,20000,0,20000,0]
[null,20000,0,20000,0,20000,0,20000,0,20000,0,20000,0,20000,0,20000,0,20000,0,20000,0,20000,0,20000,0,20000,0,20000,0,20000,0]
[null,20000,0,20000,0,20000,0,20000,0,20000,0,20000,0,20000,0,20000,0,20000,0,20000,0,20000,0,20000,0,20000,0,20000,0,20000,0]
[null,20000,0,20000,0,20000,0,20000,0,20000,0,20000,0,20000,0,20000,0,20000,0,20000,0,20000,0,20000,0,20000,0,20000,0,20000,0]
[null,20000,0,20000,0,20000,0,20000,0,20000,0,20000,0,20000,0,20000,0,20000,0,20000,0,20000,0,20000,0,20000,0,20000,0,20000,0]
[null,20000,0,20000,0,20000,0,20000,0,20000,0,20000,0,20000,0,20000,0,20000,0,20000,0,20000,0,20000,0,20000,0,20000,0,20000,0]
[null,20000,0,20000,0,20000,0,20000,0,20000,0,20000,0,20000,0,20000,0,20000,0,20000,0,20000,0,20000,0,20000,0,20000,0,20000,0]
[null,20000,0,20000,0,20000,0,20000,0,20000,0,20000,0,20000,0,20000,0,20000,0,20000,0,20000,0,20000,0,20000,0,20000,0,20000,0]
[null,20000,0,20000,0,20000,0,20000,0,20000,0,20000,0,20000,0,20000,0,20000,0,20000,0,20000,0,20000,0,20000,0,20000,0,20000,0]
[null,20000,0,20000,0,20000,0,20000,0,20000,0,20000,0,20000,0,20000,0,20000,0,20000,0,20000,0,20000,0,20000,0,20000,0,20000,0]
[null,20000,0,20000,0,20000,0,20000,0,20000,0,20000,0,20000,0,20000,0,20000,0,20000,0,20000,0,20000,0,20000,0,20000,0,20000,0]
[null,20000,0,20000,0,20000,0,20000,0,20000,0,20000,0,20000,0,20000,0,20000,0,20000,0,20000,0,20000,0,20000,0,20000,0,20000,0]
[null,20000,0,20000,0,20000,0,20000,0,20000,0,20000,0,20000,0,20000,0,20000,0,20000,0,20000,0,20000,0,20000,0,20000,0,20000,0]
[null,20000,0,20000,0,20000,0,20000,0,20000,0,20000,0,20000,0,20000,0,20000,0,20000,0,20000,0,20000,0,20000,0,20000,0,20000,0]
[null,20000,0,20000,0,20000,0,20000,0,20000,0,20000,0,20000,0,20000,0,20000,0,20000,0,20000,0,20000,0,20000,0,20000,0,20000,0]
[null,20000,0,20000,0,20000,0,20000,0,20000,0,20000,0,20000,0,20000,0,20000,0,20000,0,20000,0,20000,0,20000,0,20000,0,20000,0]
[null,20000,0,20000,0,20000,0,20000,0,20000,0,20000,0,20000,0,20000,0,20000,0,20000,0,20000,0,20000,0,20000,0,20000,0,20000,0]
[null,20000,0,20000,0,20000,0,20000,0,20000,0,20000,0,20000,0,20000,0,20000,0,20000,0,20000,0,20000,0,20000,0,20000,0,20000,0]
[null,20000,0,20000,0,20000,0,20000,0,20000,0,20000,0,20000,0,20000,0,20000,0,20000,0,20000,0,20000,0,20000,0,20000,0,20000,0]

{"sheet":"1b. Original Design Plot","index":1,"n_rows":27,"n_cols":16,"rows_kept":27,"cut":false,"hidden":false,"merged":[[26,15,27,18]]}
{"$rows_empty":26}
[{"$nulls":15},"This plot is generated automatically from the tab \"1a. Original Design\""]

{"sheet":"2a. Proposed Design","index":2,"n_rows":956,"n_cols":31,"rows_kept":956,"cut":false,"hidden":false,"merged":[[24,17,24,18],[0,9,0,11],[1,9,1,11],[0,0,0,1],[0,6,3,7],[2,8,2,11],[3,8,3,11],[22,5,22,6]]}
["Proposed Tidal Design -- CASE S2",{"$nulls":5},"Please use this template to calculate the metrics for your proposed system design. All changes made will be highlighted in red. Use the tab (\"2c. Summary of changes\") to document the values changed.",null,null,"Add in J2 Control number",null,null,null,"LCOE calculation",null,null,null,"Factors: material, manufacturing, and installation (dimensionless)"]
["M1",{"$f":"C24","v":0.37957276055159994},"--",{"$nulls":6},"……",null,null,null,"LCOE original",{"$f":"O12","v":0.24772773659316477},"$/kWh",null,null,"Material","Material factor ft"]
["M2",{"$f":"G21","v":3.0028550422764446E-4},"m2/kg",{"$nulls":5},"Brown numbers = input data",{"$nulls":4},"LCOE target",{"$f":"0.105","v":0.105},"$/kWh",null,null,"Aluminum alloys",{"$f":"8/$O$4","v":4}]
["LCOE",{"$f":"O12","v":0.24772773659316477},"$/kWh",{"$nulls":5},"Black numbers =  result of equations",{"$nulls":4},"Csref (Steel ref)",{"$f":"2","v":2},"$/kg",null,null,"Brass (70Cu30Zn, annealed)",{"$f":"2.2/$O$4","v":1.1000000000000001}]
["LCOE target",{"$f":"O3","v":0.105},"$/kWh",{"$nulls":10},"vCutIn",{"$f":"0.55","v":0.55000000000000004},"m/s",null,null,"CFRP Laminate (carbon fiber reinforced polymer)",{"$f":"160/$O$4","v":80}]
[{"$nulls":5},"M2 calculation",{"$nulls":7},"vCutOut",{"$f":"3.1","v":3.1},"m/s",null,null,"Copper alloys",{"$f":"3/$O$4","v":1.5}]
[{"$nulls":13},"FCR",{"$f":"0.082","v":8.2000000000000003E-2},"1/yr",null,null,"GFRP Laminate (glass-fiber reinforced plastic or fiberglass)",{"$f":"8/$O$4","v":4}]
["M1 calculation",{"$nulls":4},"j","Component","mj  (kg)","ftj","fmj","fij","mcj (kg)",null,"Per (rated power)",{"$f":"20000","v":20000},"We",null,null,"Lead alloys",{"$f":"1.2/$O$4","v":0.6}]
[{"$nulls":5},1,"Rotor (blades, hub)",{"$f":"I9*(1+J9+K9)*L9","v":11545.785418000001},{"$f":"T7","v":4},{"$f":"T16","v":2.8006600000000001},{"$f":"U16","v":6.3649999999999998E-2},{"$f":"746.95","v":746.95},null,"OpExPerKW",{"$f":"197","v":197},"$/kW/yr",null,null,"Nickel alloys",{"$f":"6/$O$4","v":3}]
["Water density","ρ",{"$f":"1025","v":1025},"kg/m3",null,2,"Nacelle (generator, drive-train, PTO, yaw, bearings, pitch…)",{"$f":"I10*(1+J10+K10)*L10","v":10382.859966600001},{"$f":"T12","v":1},{"$f":"T17","v":2.8006600000000001},6.3649999999999998E-2,{"$f":"2686.86","v":2686.86},null,"OpEx",{"$f":"O9*O8/1000","v":3940},"$/yr",null,null,"Pre-stressed concrete",{"$f":"0.6/$O$4","v":0.3}]
["Swept rotor area","Ar",{"$f":"21.2058","v":21.2058},"m2",null,3,"Structure (tower, cross-arm, columns...)",{"$f":"I11*(1+J11+K11)*L11","v":11975.442925600002},{"$f":"T12","v":1},8.0323600000000006,6.3649999999999998E-2,{"$f":"1316.56","v":1316.56},null,"CapEx",{"$f":"H20*O4","v":141237.58690612001},"$",null,null,"Titanium alloys",{"$f":"45/$O$4","v":22.5}]
["Water speed below rated","V1",{"$f":"1.5","v":1.5},"m/s",null,4,"Floating system (floaters, ballast…)",14253.634233000002,{"$f":"T12","v":1},7.83725,6.3649999999999998E-2,{"$f":"1601.37","v":1601.37},null,"LCOE",{"$f":"($O$7*$O$11+$O$10)/$O$23","v":0.24772773659316477},"$/kWh",null,null,"Steel of reference, to calculate ft factors",{"$f":"2/$O$4","v":1}]
["Water power at V1","Pw1",{"$f":"0.5*C10*C11*C12^3","v":36679.407187500001},"W",null,5,"Mooring system (ropes, connection…)",{"$f":"I13*(1+J13+K13)*L13","v":488.2872984},{"$f":"T12","v":1},1.72207,0.11747,{"$f":"171.96","v":171.96},null,"indVin",{"$f":"IF(O5=B30,ROW(B30),ROW(B30)+MATCH(O5,B30:B270))-1","v":41},"--"]
["Electrical power at V1","Pe1",{"$f":"0.5*C10*C11*C12^3*C21*C22","v":13922.503841555574},"We",null,6,"Anchoring/foundation system",{"$f":"I14*(1+J14+K14)*L14","v":21972.783611460003},{"$f":"T10","v":0.3},1.72207,0.11747,{"$f":"25793.83","v":25793.83},null,"indVoff",{"$f":"IF(O6=B30,ROW(B30),ROW(B30)+MATCH(O6,B30:B270))","v":93},"--"]
["Generator losses","Lg",{"$f":"0.03","v":0.03},"p.u.",{"$nulls":9},"nHoursYear",{"$f":"8760","v":8760},"hr/yr",null,"j","Component (j = 1 to 7)","Manufacturing factor fm","Installation factor fi"]
["Drive-train losses","Ldt",{"$f":"0.035","v":3.5000000000000003E-2},"p.u.",{"$nulls":9},"interval",{"$f":"0.05","v":0.05},"--",null,1,{"$f":"G9","v":"Rotor (blades, hub)"},{"$f":"2.80066","v":2.8006600000000001},{"$f":"0.06365","v":6.3649999999999998E-2}]
["Wake effect losses","Lw",{"$f":"0","v":0},"p.u.",{"$nulls":9},"kk",{"$f":"1/O16","v":20},"--",null,2,{"$f":"G10","v":"Nacelle (generator, drive-train, PTO, yaw, bearings, pitch…)"},{"$f":"2.80066","v":2.8006600000000001},{"$f":"0.06365","v":6.3649999999999998E-2}]
["Electrical losses","Le",{"$f":"0","v":0},"p.u.",{"$nulls":9},"nV0",{"$f":"COUNT(B30:B320)","v":291},"--",null,3,"Structure (tower, cross-arm, columns...)",{"$f":"8.03236","v":8.0323600000000006},{"$f":"0.06365","v":6.3649999999999998E-2}]
["Other losses","Lo",{"$f":"1-(0.99*0.98)","v":2.9800000000000049E-2},"p.u.",{"$nulls":9},"meanWaterVel",{"$f":"SUMPRODUCT(B30:B330,O30:O330)","v":1.0432467828265555},"m/s",null,4,"Floating system (floaters, ballast…)",{"$f":"7.83725","v":7.83725},{"$f":"0.06365","v":6.3649999999999998E-2}]
["Water turbine availavility","Av",{"$f":"0.9288","v":0.92879999999999996},"p.u.",null,null,"Meq",{"$f":"SUM(H9:H19)","v":70618.793453060003},"kg",{"$nulls":4},"ratedWaterVel",{"$f":"INDIRECT(ADDRESS(ROW(E29)+MATCH(O8,E30:E330,0),COLUMN(B29)))","v":1.7000000000000008},"m/s",null,5,"Mooring system (ropes, connection…)",{"$f":"1.72207","v":1.72207},{"$f":"0.11747","v":0.11747}]
["Max. power coefficient","Cp",{"$f":"0.45","v":0.45},"p.u.",null,"M2",{"$f":"C11/H20","v":3.0028550422764446E-4},"m2/kg",{"$nulls":5},"WhYear",{"$f":"MAX(F30:F320)","v":62655406.858184263},"Wh/yr",null,6,"Anchoring/foundation system",{"$f":"1.72207","v":1.72207},{"$f":"0.11747","v":0.11747}]
["Electromechanical eff.","µ",{"$f":"(1-C15)*(1-C16)*(1-C17)*(1-C18)*(1-C19)*C20","v":0.84349502344799987},"p.u.",{"$nulls":9},"CF",{"$f":"O21/(O15*O8)*100","v":35.762218526360876},"%"]
["Water-to-electron eff.","Pe1/Pw1",{"$f":"C14/C13","v":0.3795727605516},"p.u.",null,"Average cross section in this site, meanCS, (m2)",null,{"$f":"H24*H25","v":210000},{"$nulls":5},"AEP",{"$f":"O15*O8*(O22/100)/1000","v":62655.406858184258},"kWh/yr"]
[null,"M1",{"$f":"C21*C22","v":0.37957276055159994},"--",null,"meanWidth","Average width (m)",3500]
[{"$nulls":5},"meanDepth","Average depth (m)",60,{"$nulls":9},"Cost of electrical lines (intra-farm and farm to shore) and substation are excluded"]
[]
[]
["LCOE calculations (should not need to change anything below this row)"]
[null,"V0","Pwater","h1","Pelec","WhYear",null,null,"Proposed S2 LCOE","Target S2 LCOE",null,null,null,"Speed (m/s)","Time","Site (Tidal): Snipe Island at Metlakatla, in Alaska"]
[null,0,{"$f":"0.5*$C$10*$C$11*(B30)^3","v":0},{"$f":"IF(B30<$O$5,0,IF(B30>$O$6, 0,O30))","v":0},{"$f":"IF(B30<$O$5,0,IF(C30*$C$24>$O$8,$O$8,C30*$C$24))","v":0},{"$f":"IF(B30>$O$6,0,IF(B30<$O$5,0,IF(ROW(B30)>ROW($B$30),OFFSET(INDIRECT(ADDRESS(ROW(), COLUMN())),-1,0)+$O$15*D30*E30,IF(ROW(B30)=ROW($B$30),$O$15*D30*E30,0))))","v":0},null,"M1","M2","M2",null,null,null,0,0]
[null,{"$f":"B30+$O$16","v":0.05},{"$f":"0.5*$C$10*$C$11*(B31)^3","v":1.3584965625000003},{"$f":"IF(B31<$O$5,0,IF(B31>$O$6, 0,O31))","v":0},0,0,null,{"$f":"B341","v":0.1},{"$f":"B336","v":1.5571533733823313E-3},{"$f":"B649","v":212058},null,null,null,0.05,3.0862088600387201E-2]
[null,0.1,10.867972500000002,0,0,0,null,{"$f":"D341","v":0.11601293999999999},{"$f":"D336","v":1.1221034754431156E-3},{"$f":"D649","v":212058},null,null,null,0.1,2.3004213643093002E-2]
[null,0.15000000000000002,36.679407187500011,0,0,0,null,{"$f":"F341","v":0.13459002},{"$f":"F336","v":8.6235378514804787E-4},{"$f":"F649","v":212058},null,null,null,0.15,2.9153854914018899E-2]
[null,0.2,86.943780000000018,0,0,0,null,{"$f":"H341","v":0.15614184},{"$f":"H336","v":6.9277737848080138E-4},{"$f":"H649","v":212058},null,null,null,0.2,2.3118095888850901E-2]
[null,0.25,169.8120703125,0,0,0,null,{"$f":"J341","v":0.18114473},{"$f":"J336","v":5.7432534320614936E-4},{"$f":"J649","v":1.1726941194745134E-2},null,null,null,0.25,2.73317389818927E-2]
[null,0.3,293.43525749999998,0,0,0,null,{"$f":"L341","v":0.21015133},{"$f":"L336","v":4.8792867149023353E-4},{"$f":"L649","v":4.6306975326558088E-3},null,null,null,0.3,2.9723266142808302E-2]
[null,0.35,465.96432093749991,0,0,0,null,{"$f":"N341","v":0.24380273},{"$f":"N336","v":4.2280017504338222E-4},{"$f":"N649","v":2.8590876261545889E-3},null,null,null,0.35,2.6420681015829599E-2]
[null,0.39999999999999997,695.5502399999998,0,0,0,null,{"$f":"P341","v":0.28284271},{"$f":"P336","v":3.723793946421918E-4},{"$f":"P649","v":2.0597299130999782E-3},null,null,null,0.4,2.77872679649242E-2]
[null,0.44999999999999996,990.34399406249963,0,0,0,null,{"$f":"R341","v":0.32813414000000002},{"$f":"R336","v":3.322755254632063E-4},{"$f":"R649","v":1.6054496160430791E-3},null,null,null,0.45,2.3459742626124502E-2]
[null,0.49999999999999994,1358.4965624999995,0,0,0,null,{"$f":"T341","v":0.38067805999999998},{"$f":"T336","v":2.9972443879029687E-4},{"$f":"T649","v":1.313346797945884E-3},null,null,null,0.5,2.8812208176745201E-2]
[null,0.54999999999999993,1808.1589246874994,2.6534563261587499E-2,686.3278745596466,159531.95515387796,null,{"$f":"V341","v":0.44163581000000002},{"$f":"V336","v":2.7329768973755216E-4},{"$f":"V649","v":1.1133935708627627E-3},null,null,null,0.55000000000000004,2.6534563261587499E-2]
[null,0.6,2347.4820599999998,2.6420681015829599E-2,891.04024585955653,365758.91250102426,null,{"$f":"X341","v":0.51235467999999995},{"$f":"X336","v":2.516314470456262E-4},{"$f":"X649","v":9.6928275189919538E-4},null,null,null,0.6,2.6420681015829599E-2]
[null,0.65,2984.6169478125007,2.8128914702197898E-2,1132.8792940702815,644910.89817073685,null,{"$f":"Z341","v":0.59439772000000002},{"$f":"Z336","v":2.3320831197911593E-4},{"$f":"Z649","v":8.5854791224998072E-4},null,null,null,0.65,2.8128914702197898E-2]
[null,0.70000000000000007,3727.7145675000011,2.8356679193713701E-2,1414.9389089343888,996388.10415229318,null,{"$f":"AB341","v":0.68957826},{"$f":"AB336","v":2.1787018019635057E-4},{"$f":"AB649","v":7.7356939889009098E-4},null,null,null,0.7,2.8356679193713701E-2]
[null,0.75000000000000011,4584.9258984375019,2.36875071176403E-2,1740.3129801944472,1357507.5068345265,null,{"$f":"AD341","v":0.8},{"$f":"AD336","v":2.0483465281828154E-4},{"$f":"AD649","v":7.0595796140300192E-4},null,null,null,0.75,2.36875071176403E-2]
[null,0.80000000000000016,5564.4019200000021,2.9039972668260999E-2,2112.0953975930238,1894803.794175751,{"$nulls":7},0.8,2.9039972668260999E-2]
[null,0.8500000000000002,6674.2936115625052,2.47124473294613E-2,2533.3800508726881,2443232.538772597,{"$nulls":7},0.85,2.47124473294613E-2]
[null,0.90000000000000024,7922.7519525000062,3.04065596173556E-2,3007.2608297760057,3244250.9307529731,{"$nulls":7},0.9,3.04065596173556E-2]
[null,0.95000000000000029,9317.9279221875076,2.3459742626124502E-2,3536.8316240455461,3971095.8089544997,{"$nulls":7},0.95,2.3459742626124502E-2]
[null,1.0000000000000002,10867.972500000007,2.42569183464297E-2,4125.1863234238754,4847659.1453797482,null,null,"M1","M2",null,null,null,1,2.42569183464297E-2]
[null,1.0500000000000003,12581.036665312509,2.4143036100671901E-2,4775.4188176535645,5857626.7794351848,null,"Betz × 1",0.59299999999999997,0,null,null,null,1.05,2.4143036100671901E-2]
[null,1.1000000000000003,14465.271397500012,2.5054094066734901E-2,5490.6229964771792,7062675.0243743462,null,null,0.59299999999999997,5.0000000000000001E-3,null,null,null,1.1000000000000001,2.5054094066734901E-2]
[null,1.1500000000000004,16528.827675937515,2.4484682837945498E-2,6273.892749637288,8408336.0657895431,{"$nulls":7},1.1499999999999999,2.4484682837945498E-2]
[null,1.2000000000000004,18779.85648000002,2.1409862202482598E-2,7128.3219668764605,9745255.6513503548,{"$nulls":7},1.2,2.1409862202482598E-2]
[null,1.2500000000000004,21226.508789062522,2.2434802414303599E-2,8057.0045379372605,11328689.641921939,{"$nulls":7},1.25,2.2434802414303599E-2]
[null,1.3000000000000005,23876.935582500024,2.16376266939984E-2,9063.0343525622575,13046548.01527402,{"$nulls":7},1.3,2.16376266939984E-2]
[null,1.3500000000000005,26739.287839687528,2.2320920168545699E-2,10149.505300494022,15031093.581922032,{"$nulls":7},1.35,2.2320920168545699E-2]
[null,1.4000000000000006,29821.716540000034,2.07265687279353E-2,11319.511271475121,17086317.72613547,{"$nulls":7},1.4,2.07265687279353E-2]
[null,1.4500000000000006,33132.372662812544,2.0840450973693199E-2,12576.146155248121,19382248.528840762,{"$nulls":7},1.45,2.0840450973693199E-2]
[null,1.5000000000000007,36679.407187500045,2.06126864821774E-2,13922.503841555588,21896195.13982093,{"$nulls":7},1.5,2.06126864821774E-2]
[null,1.5500000000000007,40470.971093437554,1.5715749914588299E-2,15361.678220140097,24011036.908043563,{"$nulls":7},1.55,1.5715749914588299E-2]
[null,1.6000000000000008,44515.21536000006,1.6968454617925E-2,16896.763180744205,26522633.670830771,{"$nulls":7},1.6,1.6968454617925E-2]
[null,1.6500000000000008,48820.29096656257,2.1751508939756199E-2,18530.852613110492,30053561.965803079,{"$nulls":7},1.65,2.1751508939756199E-2]
[null,1.7000000000000008,53394.348892500078,1.4576927457009401E-2,20000,32607439.656271126,{"$nulls":7},1.7,1.4576927457009401E-2]
[null,1.7500000000000009,58245.540117187586,1.43491629654936E-2,20000,35121413.007825606,{"$nulls":7},1.75,1.43491629654936E-2]
[null,1.8000000000000009,63382.015620000093,1.44630452112515E-2,20000,37655338.528836869,{"$nulls":7},1.8,1.44630452112515E-2]
[null,1.850000000000001,68811.926380312609,1.2982576016398999E-2,20000,39929885.84690997,{"$nulls":7},1.85,1.2982576016398999E-2]
[null,1.900000000000001,74543.423377500119,1.2299282541851701E-2,20000,42084720.148242384,{"$nulls":7},1.9,1.2299282541851701E-2]
[null,1.9500000000000011,80584.657590937626,1.1957635804577999E-2,20000,44179697.941204451,{"$nulls":7},1.95,1.1957635804577999E-2]
[null,2.0000000000000009,86943.780000000115,1.1502106821546501E-2,20000,46194867.056339398,{"$nulls":7},2,1.1502106821546501E-2]
[null,2.0500000000000007,93628.941584062602,1.0477166609725501E-2,20000,48030466.646363303,{"$nulls":7},2.0499999999999998,1.0477166609725501E-2]
[null,2.1000000000000005,100648.29332250007,9.6799908894203302E-3,20000,49726401.050189748,{"$nulls":7},2.1,9.6799908894203302E-3]
[null,2.1500000000000004,108009.98619468755,7.9717572030520399E-3,20000,51123052.912164465,{"$nulls":7},2.15,7.9717572030520399E-3]
[null,2.2000000000000002,115722.17118000003,9.4522263979045593E-3,20000,52779082.977077343,{"$nulls":7},2.2000000000000002,9.4522263979045593E-3]
[null,2.25,123792.99925781249,7.1745814827468401E-3,20000,54036069.652854592,{"$nulls":7},2.25,7.1745814827468401E-3]
[null,2.2999999999999998,132230.62140749994,6.6051702539573999E-3,20000,55193295.481347926,{"$nulls":7},2.2999999999999998,6.6051702539573999E-3]
[null,2.3499999999999996,141043.18860843743,6.1496412709258598E-3,20000,56270712.63201414,{"$nulls":7},2.35,6.1496412709258598E-3]
[null,2.3999999999999995,150238.85183999987,5.4663477963785402E-3,20000,57228416.76593966,{"$nulls":7},2.4,5.4663477963785402E-3]
[null,2.4499999999999993,159825.76208156237,5.8079945336522E-3,20000,58245977.408235528,{"$nulls":7},2.4500000000000002,5.8079945336522E-3]
[null,2.4999999999999991,169812.07031249983,3.8719963557681302E-3,20000,58924351.169766106,{"$nulls":7},2.5,3.8719963557681302E-3]
[null,2.5499999999999989,180205.92751218725,3.6442318642523602E-3,20000,59562820.592383116,{"$nulls":7},2.5499999999999998,3.6442318642523602E-3]
[null,2.5999999999999988,191015.48465999973,3.1887028812208102E-3,20000,60121481.337173,{"$nulls":7},2.6,3.1887028812208102E-3]
[null,2.6499999999999986,202248.8927353122,1.7082336863682901E-3,20000,60420763.879024722,{"$nulls":7},2.65,1.7082336863682901E-3]
[null,2.6999999999999984,213914.30271749961,1.9359981778840601E-3,20000,60759950.759790011,{"$nulls":7},2.7,1.9359981778840601E-3]
[null,2.7499999999999982,226019.86558593708,2.2776449151577201E-3,20000,61158994.14892564,{"$nulls":7},2.75,2.2776449151577201E-3]
[null,2.799999999999998,238573.73231999952,2.7331738981892701E-3,20000,61637846.215888403,{"$nulls":7},2.8,2.7331738981892701E-3]
[null,2.8499999999999979,251584.05389906192,1.3665869490946301E-3,20000,61877272.249369785,{"$nulls":7},2.85,1.3665869490946301E-3]
[null,2.8999999999999977,265058.98130249931,1.0249402118209701E-3,20000,62056841.77448082,{"$nulls":7},2.9,1.0249402118209701E-3]
[null,2.9499999999999975,279006.66550968675,1.1388224575788601E-3,20000,62256363.469048634,{"$nulls":7},2.95,1.1388224575788601E-3]
[null,2.9999999999999973,293435.25749999925,1.0249402118209701E-3,20000,62435932.994159669,{"$nulls":7},3,1.0249402118209701E-3]
[null,3.0499999999999972,308352.90825281164,6.8329347454731796E-4,20000,62555646.010900356,{"$nulls":7},3.05,6.8329347454731796E-4]
[null,3.099999999999997,323767.7687474991,5.69411228789431E-4,20000,62655406.858184263,{"$nulls":7},3.1,5.69411228789431E-4]
[null,3.1499999999999968,339687.98996343644,0,20000,0,{"$nulls":7},3.15,5.69411228789431E-4]
[null,3.1999999999999966,356121.72287999891,0,{"$f":"IF(B94<$O$5,0,IF(C94*$C$24>$O$8,$O$8,C94*$C$24))","v":20000},{"$f":"IF(B94>$O$6,0,IF(B94<$O$5,0,IF(ROW(B94)>ROW($B$30),OFFSET(INDIRECT(ADDRESS(ROW(), COLUMN())),-1,0)+$O$15*D94*E94,IF(ROW(B94)=ROW($B$30),$O$15*D94*E94,0))))","v":0},{"$nulls":7},3.2,3.4164673727365898E-4]
[null,{"$f":"B94+$O$16","v":3.2499999999999964},{"$f":"0.5*$C$10*$C$11*(B95)^3","v":373077.11847656127},{"$f":"IF(B95<$O$5,0,IF(B95>$O$6, 0,O95))","v":0},20000,0,{"$nulls":7},3.25,2.27764491515772E-4]
[null,3.2999999999999963,390562.32773249864,0,20000,0,{"$nulls":7},3.3,0]
[null,3.3499999999999961,408585.50162718608,0,20000,0,{"$nulls":7},3.35,0]
[null,3.3999999999999959,427154.79113999847,0,20000,0,{"$nulls":7},3.4,0]
[null,3.4499999999999957,446278.34725031088,0,20000,0,{"$nulls":7},3.45,0]
[null,3.4999999999999956,465964.32093749824,0,20000,0,{"$nulls":7},3.5,0]
[null,3.5499999999999954,486220.86318093556,0,20000,0,{"$nulls":7},3.55,0]
[null,3.5999999999999952,507056.12495999795,0,20000,0,{"$nulls":7},3.6,0]
[null,3.649999999999995,528478.25725406036,0,20000,0,{"$nulls":7},3.65,0]
[null,3.6999999999999948,550495.41104249773,0,20000,0,{"$nulls":7},3.7,0]
[null,3.7499999999999947,573115.73730468506,0,20000,0,{"$nulls":7},3.75,0]
[null,3.7999999999999945,596347.38701999746,0,20000,0,{"$nulls":7},3.8,0]
[null,3.8499999999999943,620198.51116780972,0,20000,0,{"$nulls":7},3.85,0]
[null,3.8999999999999941,644677.26072749705,0,20000,0,{"$nulls":7},3.9,0]
[null,3.949999999999994,669791.78667843447,0,20000,0,{"$nulls":7},3.95,0]
[null,3.9999999999999938,695550.23999999673,0,20000,0,{"$nulls":7},4,0]
[null,4.0499999999999936,721960.77167155896,0,20000,0,{"$nulls":7},4.05,0]
[null,4.0999999999999934,749031.5326724964,0,20000,0,{"$nulls":7},4.0999999999999996,0]
[null,4.1499999999999932,776770.67398218368,0,20000,0,{"$nulls":7},4.1500000000000004,0]
[null,4.1999999999999931,805186.34657999594,0,20000,0,{"$nulls":7},4.2,0]
[null,4.2499999999999929,834286.70144530828,0,20000,0,{"$nulls":7},4.25,0]
[null,4.2999999999999927,864079.8895574956,0,20000,0,{"$nulls":7},4.3,0]
[null,4.3499999999999925,894574.06189593289,0,20000,0,{"$nulls":7},4.3499999999999996,0]
[null,4.3999999999999924,925777.36943999515,0,20000,0,{"$nulls":7},4.4000000000000004,0]
[null,4.4499999999999922,957697.9631690575,0,20000,0,{"$nulls":7},4.45,0]
[null,4.499999999999992,990343.99406249472,0,20000,0,{"$nulls":7},4.5,0]
[null,4.5499999999999918,1023723.6130996819,0,20000,0,{"$nulls":7},4.55,0]
[null,4.5999999999999917,1057844.9712599942,0,20000,0,{"$nulls":7},4.5999999999999996,0]
[null,4.6499999999999915,1092716.2195228064,0,20000,0,{"$nulls":7},4.6500000000000004,0]
[null,4.6999999999999913,1128345.5088674938,0,20000,0,{"$nulls":7},4.7,0]
[null,4.7499999999999911,1164740.9902734309,0,20000,0,{"$nulls":7},4.75,0]
[null,4.7999999999999909,1201910.8147199932,0,20000,0,{"$nulls":7},4.8,0]
[null,4.8499999999999908,1239863.1331865555,0,20000,0,{"$nulls":7},4.8499999999999996,0]
[null,4.8999999999999906,1278606.0966524926,0,20000,0,{"$nulls":7},4.9000000000000004,0]
[null,4.9499999999999904,1318147.8560971799,0,20000,0,{"$nulls":7},4.95,0]
[null,4.9999999999999902,1358496.5624999919,0,20000,0,{"$nulls":7},5,0]
[null,5.0499999999999901,1399660.3668403041,0,20000,0,{"$nulls":7},5.05,0]
[null,5.0999999999999899,1441647.4200974915,0,20000,0,{"$nulls":7},5.0999999999999996,0]
[null,5.1499999999999897,1484465.8732509287,0,20000,0,{"$nulls":7},5.15,0]
[null,5.1999999999999895,1528123.8772799908,0,20000,0,{"$nulls":7},5.2,0]
[null,5.2499999999999893,1572629.5831640528,0,20000,0,{"$nulls":7},5.25,0]
[null,5.2999999999999892,1617991.1418824901,0,20000,0,{"$nulls":7},5.3,0]
[null,5.349999999999989,1664216.7044146771,0,20000,0]
[null,5.3999999999999888,1711314.4217399894,0,20000,0]
[null,5.4499999999999886,1759292.4448378014,0,20000,0]
[null,5.4999999999999885,1808158.9246874885,0,20000,0]
[null,5.5499999999999883,1857922.0122684259,0,20000,0]
[null,5.5999999999999881,1908589.8585599877,0,20000,0]
[null,5.6499999999999879,1960170.6145415499,0,20000,0]
[null,5.6999999999999877,2012672.4311924868,0,20000,0]
[null,5.7499999999999876,2066103.4594921742,0,20000,0]
[null,5.7999999999999874,2120471.8504199861,0,20000,0]
[null,5.8499999999999872,2175785.7549552978,0,20000,0]
[null,5.899999999999987,2232053.3240774851,0,20000,0]
[null,5.9499999999999869,2289282.7087659226,0,20000,0]
[null,5.9999999999999867,2347482.0599999847,0,20000,0]
[null,6.0499999999999865,2406659.5287590465,0,20000,0]
[null,6.0999999999999863,2466823.2660224834,0,20000,0]
[null,6.1499999999999861,2527981.4227696699,0,20000,0]
[null,6.199999999999986,2590142.1499799825,0,20000,0]
[null,6.2499999999999858,2653313.5986327943,0,20000,0]
[null,6.2999999999999856,2717503.9197074813,0,20000,0]
[null,6.3499999999999854,2782721.2641834179,0,20000,0]
[null,6.3999999999999853,2848973.7830399801,0,{"$f":"IF(B158<$O$5,0,IF(C158*$C$24>$O$8,$O$8,C158*$C$24))","v":20000},{"$f":"IF(B158>$O$6,0,IF(B158<$O$5,0,IF(ROW(B158)>ROW($B$30),OFFSET(INDIRECT(ADDRESS(ROW(), COLUMN())),-1,0)+$O$15*D158*E158,IF(ROW(B158)=ROW($B$30),$O$15*D158*E158,0))))","v":0}]
[null,{"$f":"B158+$O$16","v":6.4499999999999851},{"$f":"0.5*$C$10*$C$11*(B159)^3","v":2916269.6272565424},{"$f":"IF(B159<$O$5,0,IF(B159>$O$6, 0,O159))","v":0},20000,0]
[null,6.4999999999999849,2984616.947812479,0,20000,0]
[null,6.5499999999999847,3054023.8956871657,0,20000,0]
[null,6.5999999999999845,3124498.621859978,0,20000,0]
[null,6.6499999999999844,3196049.2773102899,0,20000,0]
[null,6.6999999999999842,3268684.013017477,0,20000,0]
[null,6.749999999999984,3342410.9799609138,0,20000,0]
[null,6.7999999999999838,3417238.3291199752,0,20000,0]
[null,6.8499999999999837,3493174.2114740377,0,20000,0]
[null,6.8999999999999835,3570226.778002474,0,20000,0]
[null,6.9499999999999833,3648404.1796846609,0,20000,0]
[null,6.9999999999999831,3727714.5674999733,0,20000,0]
[null,7.0499999999999829,3808166.0924277846,0,20000,0]
[null,7.0999999999999828,3889766.9054474714,0,20000,0]
[null,7.1499999999999826,3972525.1575384089,0,20000,0]
[null,7.1999999999999824,4056448.9996799701,0,20000,0]
[null,7.2499999999999822,4141546.5828515324,0,20000,0]
[null,7.2999999999999821,4227826.058032468,0,20000,0]
[null,7.3499999999999819,4315295.5762021551,0,20000,0]
[null,7.3999999999999817,4403963.2883399669,0,20000,0]
[null,7.4499999999999815,4493837.3454252789,0,20000,0]
[null,7.4999999999999813,4584925.8984374655,0,20000,0]
[null,7.5499999999999812,4677237.0983559024,0,20000,0]
[null,7.599999999999981,4770779.0961599639,0,20000,0]
[null,7.6499999999999808,4865560.0428290265,0,20000,0]
[null,7.6999999999999806,4961588.0893424628,0,20000,0]
[null,7.7499999999999805,5058871.3866796494,0,20000,0]
[null,7.7999999999999803,5157418.0858199606,0,20000,0]
[null,7.8499999999999801,5257236.3377427729,0,20000,0]
[null,7.8999999999999799,5358334.293427459,0,20000,0]
[null,7.9499999999999797,5460720.1038533961,0,20000,0]
[null,7.9999999999999796,5564401.9199999571,0,20000,0]
[null,8.0499999999999794,5669387.8928465191,0,20000,0]
[null,8.0999999999999801,5775686.1733724568,0,20000,0]
[null,8.1499999999999808,5883304.9125571456,0,20000,0]
[null,8.1999999999999815,5992252.26137996,0,20000,0]
[null,8.2499999999999822,6102536.3708202727,0,20000,0]
[null,8.2999999999999829,6214165.391857462,0,20000,0]
[null,8.3499999999999837,6327147.4754708996,0,20000,0]
[null,8.3999999999999844,6441490.7726399638,0,20000,0]
[null,8.4499999999999851,6557203.4343440281,0,20000,0]
[null,8.4999999999999858,6674293.6115624662,0,20000,0]
[null,8.5499999999999865,6792769.4552746546,0,20000,0]
[null,8.5999999999999872,6912639.1164599694,0,20000,0]
[null,8.6499999999999879,7033910.7460977836,0,20000,0]
[null,8.6999999999999886,7156592.4951674724,0,20000,0]
[null,8.7499999999999893,7280692.5146484114,0,20000,0]
[null,8.7999999999999901,7406218.9555199752,0,20000,0]
[null,8.8499999999999908,7533179.9687615391,0,20000,0]
[null,8.8999999999999915,7661583.7053524787,0,20000,0]
[null,8.9499999999999922,7791438.3162721675,0,20000,0]
[null,8.9999999999999929,7922751.952499981,0,20000,0]
[null,9.0499999999999936,8055532.7650152966,0,20000,0]
[null,9.0999999999999943,8189788.9047974851,0,20000,0]
[null,9.149999999999995,8325528.5228259237,0,20000,0]
[null,9.1999999999999957,8462759.7700799871,0,20000,0]
[null,9.2499999999999964,8601490.7975390516,0,20000,0]
[null,9.2999999999999972,8741729.7561824918,0,20000,0]
[null,9.3499999999999979,8883484.7969896812,0,20000,0]
[null,9.3999999999999986,9026764.0709399953,0,20000,0]
[null,9.4499999999999993,9171575.7290128097,0,20000,0]
[null,9.5,9317927.9221874997,0,20000,0]
[null,9.5500000000000007,9465828.8014434408,0,20000,0]
[null,9.6000000000000014,9615286.517760003,0,{"$f":"IF(B222<$O$5,0,IF(C222*$C$24>$O$8,$O$8,C222*$C$24))","v":20000},{"$f":"IF(B222>$O$6,0,IF(B222<$O$5,0,IF(ROW(B222)>ROW($B$30),OFFSET(INDIRECT(ADDRESS(ROW(), COLUMN())),-1,0)+$O$15*D222*E222,IF(ROW(B222)=ROW($B$30),$O$15*D222*E222,0))))","v":0}]
[null,{"$f":"B222+$O$16","v":9.6500000000000021},{"$f":"0.5*$C$10*$C$11*(B223)^3","v":9766309.2221165691},{"$f":"IF(B223<$O$5,0,IF(B223>$O$6, 0,O223))","v":0},20000,0]
[null,9.7000000000000028,9918905.0654925089,0,20000,0]
[null,9.7500000000000036,10073082.198867198,0,20000,0]
[null,9.8000000000000043,10228848.773220012,0,20000,0]
[null,9.850000000000005,10386212.939530328,0,20000,0]
[null,9.9000000000000057,10545182.848777518,0,20000,0]
[null,9.9500000000000064,10705766.651940957,0,20000,0]
[null,10.000000000000007,10867972.500000024,0,20000,0]
[null,10.050000000000008,11031808.543934088,0,20000,0]
[null,10.100000000000009,11197282.934722528,0,20000,0]
[null,10.150000000000009,11364403.823344719,0,20000,0]
[null,10.20000000000001,11533179.360780032,0,20000,0]
[null,10.250000000000011,11703617.69800785,0,20000,0]
[null,10.300000000000011,11875726.986007538,0,20000,0]
[null,10.350000000000012,12049515.37575848,0,20000,0]
[null,10.400000000000013,12224991.018240044,0,20000,0]
[null,10.450000000000014,12402162.064431611,0,20000,0]
[null,10.500000000000014,12581036.665312551,0,20000,0]
[null,10.550000000000015,12761622.971862242,0,20000,0]
[null,10.600000000000016,12943929.135060057,0,20000,0]
[null,10.650000000000016,13127963.305885375,0,20000,0]
[null,10.700000000000017,13313733.635317562,0,20000,0]
[null,10.750000000000018,13501248.274336005,0,20000,0]
[null,10.800000000000018,13690515.373920068,0,20000,0]
[null,10.850000000000019,13881543.085049137,0,20000,0]
[null,10.90000000000002,14074339.558702577,0,20000,0]
[null,10.950000000000021,14268912.945859769,0,20000,0]
[null,11.000000000000021,14465271.397500085,0,20000,0]
[null,11.050000000000022,14663423.0646029,0,20000,0]
[null,11.100000000000023,14863376.098147592,0,20000,0]
[null,11.150000000000023,15065138.649113532,0,20000,0]
[null,11.200000000000024,15268718.868480098,0,20000,0]
[null,11.250000000000025,15474124.907226663,0,20000,0]
[null,11.300000000000026,15681364.916332606,0,20000,0]
[null,11.350000000000026,15890447.046777297,0,20000,0]
[null,11.400000000000027,16101379.449540112,0,20000,0]
[null,11.450000000000028,16314170.275600433,0,20000,0]
[null,11.500000000000028,16528827.675937623,0,20000,0]
[null,11.550000000000029,16745359.801531065,0,20000,0]
[null,11.60000000000003,16963774.803360131,0,20000,0]
[null,11.650000000000031,17184080.832404196,0,20000,0]
[null,11.700000000000031,17406286.039642639,0,20000,0]
[null,11.750000000000032,17630398.57605483,0,20000,0]
[null,11.800000000000033,17856426.592620149,0,20000,0]
[null,11.850000000000033,18084378.240317963,0,20000,0]
[null,11.900000000000034,18314261.670127656,0,20000,0]
[null,11.950000000000035,18546085.033028599,0,20000,0]
[null,12.000000000000036,18779856.480000168,0,20000,0]
[null,12.050000000000036,19015584.162021734,0,20000,0]
[null,12.100000000000037,19253276.230072677,0,20000,0]
[null,12.150000000000038,19492940.835132368,0,20000,0]
[null,12.200000000000038,19734586.128180187,0,20000,0]
[null,12.250000000000039,19978220.260195505,0,20000,0]
[null,12.30000000000004,20223851.382157698,0,20000,0]
[null,12.350000000000041,20471487.645046141,0,20000,0]
[null,12.400000000000041,20721137.199840207,0,20000,0]
[null,12.450000000000042,20972808.197519276,0,20000,0]
[null,12.500000000000043,21226508.78906272,0,20000,0]
[null,12.550000000000043,21482247.125449907,0,20000,0]
[null,12.600000000000044,21740031.357660227,0,20000,0]
[null,12.650000000000045,21999869.636673048,0,20000,0]
[null,12.700000000000045,22261770.113467738,0,20000,0]
[null,12.750000000000046,22525740.939023681,0,20000,0]
[null,12.800000000000047,22791790.264320247,0,{"$f":"IF(B286<$O$5,0,IF(C286*$C$24>$O$8,$O$8,C286*$C$24))","v":20000},{"$f":"IF(B286>$O$6,0,IF(B286<$O$5,0,IF(ROW(B286)>ROW($B$30),OFFSET(INDIRECT(ADDRESS(ROW(), COLUMN())),-1,0)+$O$15*D286*E286,IF(ROW(B286)=ROW($B$30),$O$15*D286*E286,0))))","v":0}]
[null,{"$f":"B286+$O$16","v":12.850000000000048},{"$f":"0.5*$C$10*$C$11*(B287)^3","v":23059926.24033682},{"$f":"IF(B287<$O$5,0,IF(B287>$O$6, 0,O287))","v":0},20000,0]
[null,12.900000000000048,23330157.018052761,0,20000,0]
[null,12.950000000000049,23602490.748447452,0,20000,0]
[null,13.00000000000005,23876935.582500275,0,20000,0]
[null,13.05000000000005,24153499.671190593,0,20000,0]
[null,13.100000000000051,24432191.165497784,0,20000,0]
[null,13.150000000000052,24713018.216401234,0,20000,0]
[null,13.200000000000053,24995988.9748803,0,20000,0]
[null,13.250000000000053,25281111.591914367,0,20000,0]
[null,13.300000000000054,25568394.218482815,0,20000,0]
[null,13.350000000000055,25857845.00556501,0,20000,0]
[null,13.400000000000055,26149472.104140323,0,20000,0]
[null,13.450000000000056,26443283.665188145,0,20000,0]
[null,13.500000000000057,26739287.839687835,0,20000,0]
[null,13.550000000000058,27037492.778618783,0,20000,0]
[null,13.600000000000058,27337906.632960346,0,20000,0]
[null,13.650000000000059,27640537.55369192,0,20000,0]
[null,13.70000000000006,27945393.691792864,0,20000,0]
[null,13.75000000000006,28252483.198242556,0,20000,0]
[null,13.800000000000061,28561814.224020377,0,20000,0]
[null,13.850000000000062,28873394.920105699,0,20000,0]
[null,13.900000000000063,29187233.43747789,0,20000,0]
[null,13.950000000000063,29503337.927116338,0,20000,0]
[null,14.000000000000064,29821716.540000409,0,20000,0]
[null,14.050000000000065,30142377.42710948,0,20000,0]
[null,14.100000000000065,30465328.739422925,0,20000,0]
[null,14.150000000000066,30790578.627920121,0,20000,0]
[null,14.200000000000067,31118135.243580438,0,20000,0]
[null,14.250000000000068,31448006.737383261,0,20000,0]
[null,14.300000000000068,31780201.260307953,0,20000,0]
[null,14.350000000000069,32114726.963333901,0,20000,0]
[null,14.40000000000007,32451591.997440469,0,20000,0]
[null,14.45000000000007,32790804.51360704,0,20000,0]
[null,14.500000000000071,33132372.662812985,0,20000,0]
[null,14.550000000000072,33476304.596037686,0,20000,0]
[null,14.600000000000072,33822608.464260504,0,20000,0]
[null,14.650000000000073,34171292.418460824,0,20000,0]
[null,14.700000000000074,34522364.609618023,0,20000,0]
[null,14.750000000000075,34875833.188711464,0,20000,0]
[null,14.800000000000075,35231706.30672054,0,20000,0]
[null,14.850000000000076,35589992.114624605,0,20000,0]
[null,14.900000000000077,35950698.763403051,0,20000,0]
[null,14.950000000000077,36313834.404035255,0,20000,0]
[null,15.000000000000078,36679407.187500574,0,20000,0]
[]
[]
[]
["Drawing the LCOE front"]
["Meq",{"$f":"IF(($O$12*B340-$O$10)/($O$7*$O$4)<0,0.0001,($O$12*B340-$O$10)/($O$7*$O$4))","v":13618.311697799143},null,{"$f":"IF(($O$12*D340-$O$10)/($O$7*$O$4)<0,0.0001,($O$12*D340-$O$10)/($O$7*$O$4))","v":18898.257125195953},null,{"$f":"IF(($O$12*F340-$O$10)/($O$7*$O$4)<0,0.0001,($O$12*F340-$O$10)/($O$7*$O$4))","v":24590.603491534988},null,{"$f":"IF(($O$12*H340-$O$10)/($O$7*$O$4)<0,0.0001,($O$12*H340-$O$10)/($O$7*$O$4))","v":30609.833199955829},null,{"$f":"IF(($O$12*J340-$O$10)/($O$7*$O$4)<0,0.0001,($O$12*J340-$O$10)/($O$7*$O$4))","v":36922.97449668411},null,{"$f":"IF(($O$12*L340-$O$10)/($O$7*$O$4)<0,0.0001,($O$12*L340-$O$10)/($O$7*$O$4))","v":43460.860652507195},null,{"$f":"IF(($O$12*N340-$O$10)/($O$7*$O$4)<0,0.0001,($O$12*N340-$O$10)/($O$7*$O$4))","v":50155.608374154857},null,{"$f":"IF(($O$12*P340-$O$10)/($O$7*$O$4)<0,0.0001,($O$12*P340-$O$10)/($O$7*$O$4))","v":56946.759958015449},null,{"$f":"IF(($O$12*R340-$O$10)/($O$7*$O$4)<0,0.0001,($O$12*R340-$O$10)/($O$7*$O$4))","v":63819.927665265765},null,{"$f":"IF(($O$12*T340-$O$10)/($O$7*$O$4)<0,0.0001,($O$12*T340-$O$10)/($O$7*$O$4))","v":70750.987425608968},null,{"$f":"IF(($O$12*V340-$O$10)/($O$7*$O$4)<0,0.0001,($O$12*V340-$O$10)/($O$7*$O$4))","v":77592.313423373373},null,84273.250617022175,null,90930.72120816604,null,97332.273654378732,null,103526.42830806886]
["M2",{"$f":"$C$11/B335","v":1.5571533733823313E-3},null,1.1221034754431156E-3,null,{"$f":"$C$11/F335","v":8.6235378514804787E-4},null,{"$f":"$C$11/H335","v":6.9277737848080138E-4},null,5.7432534320614936E-4,null,4.8792867149023353E-4,null,4.2280017504338222E-4,null,3.723793946421918E-4,null,3.322755254632063E-4,null,2.9972443879029687E-4,null,{"$f":"$C$11/V335","v":2.7329768973755216E-4},null,{"$f":"$C$11/X335","v":2.516314470456262E-4},null,{"$f":"$C$11/Z335","v":2.3320831197911593E-4},null,{"$f":"$C$11/AB335","v":2.1787018019635057E-4},null,{"$f":"$C$11/AD335","v":2.0483465281828154E-4}]
[]
["WhYear",{"$f":"MAX(C343:C633)","v":24920112.714618791},null,{"$f":"MAX(E343:E633)","v":28415526.922173329},null,{"$f":"MAX(G343:G633)","v":32183957.607077744},null,36168790.657089375,null,40348198.207095653,null,44676390.698983818,null,49108428.231193334,null,53604286.769562051,null,58154441.384829119,null,62742921.529719129,null,{"$f":"MAX(W343:W633)","v":67271996.388526529},null,{"$f":"MAX(Y343:Y633)","v":71694891.114916384},null,{"$f":"MAX(AA343:AA633)","v":76102250.548957735},null,{"$f":"MAX(AC343:AC633)","v":80340187.79254958},null,{"$f":"MAX(AE343:AE633)","v":84440824.149121419}]
["CF",{"$f":"B338/($O$15*$O$8)*100","v":14.223808627065521},null,{"$f":"D338/($O$15*$O$8)*100","v":16.218908060601215},null,{"$f":"F338/($O$15*$O$8)*100","v":18.369838816825197},null,{"$f":"H338/($O$15*$O$8)*100","v":20.644286904731381},null,{"$f":"J338/($O$15*$O$8)*100","v":23.029793497200714},null,{"$f":"L338/($O$15*$O$8)*100","v":25.500223001703091},null,{"$f":"N338/($O$15*$O$8)*100","v":28.029924789493911},null,{"$f":"P338/($O$15*$O$8)*100","v":30.59605409221578},null,{"$f":"R338/($O$15*$O$8)*100","v":33.193174306409311},null,{"$f":"T338/($O$15*$O$8)*100","v":35.812169822899051},null,{"$f":"V338/($O$15*$O$8)*100","v":38.397258212629296},null,40.921741503947707,null,43.437357619268113,null,45.856271571089941,null,48.19681743671314]
["AEP",{"$f":"$O$15*$O$8*(B339/100)/1000","v":24920.11271461879},null,{"$f":"$O$15*$O$8*(D339/100)/1000","v":28415.526922173329},null,{"$f":"$O$15*$O$8*(F339/100)/1000","v":32183.957607077748},null,{"$f":"$O$15*$O$8*(H339/100)/1000","v":36168.790657089376},null,{"$f":"$O$15*$O$8*(J339/100)/1000","v":40348.198207095651},null,{"$f":"$O$15*$O$8*(L339/100)/1000","v":44676.390698983821},null,{"$f":"$O$15*$O$8*(N339/100)/1000","v":49108.428231193328},null,{"$f":"$O$15*$O$8*(P339/100)/1000","v":53604.286769562044},null,{"$f":"$O$15*$O$8*(R339/100)/1000","v":58154.441384829108},null,{"$f":"$O$15*$O$8*(T339/100)/1000","v":62742.921529719148},null,{"$f":"$O$15*$O$8*(V339/100)/1000","v":67271.996388526532},null,71694.891114916391,null,76102.250548957731,null,80340.187792549579,null,84440.824149121414]
["M1v (Cpmu)",0.1,null,0.11601293999999999,null,0.13459002,null,0.15614184,null,0.18114473,null,0.21015133,null,0.24380273,null,0.28284271,null,0.32813414000000002,null,0.38067805999999998,null,0.44163581000000002,null,0.51235467999999995,null,0.59439772000000002,null,0.68957826,null,0.8]
[null,"Pelec","WhYear","Pelec","WhYear","Pelec","WhYear","Pelec","WhYear","Pelec","WhYear","Pelec","WhYear","Pelec","WhYear","Pelec","WhYear","Pelec","WhYear","Pelec","WhYear","Pelec","WhYear","Pelec","WhYear","Pelec","WhYear","Pelec","WhYear","Pelec","WhYear"]
[null,{"$f":"IF(B30<$O$5,0,IF(C30*$B$341>$O$8,$O$8,C30*$B$341))","v":0},{"$f":"IF(B30>$O$6,0,IF(B30<$O$5,0,IF(ROW(B30)>ROW($B$30),OFFSET(INDIRECT(ADDRESS(ROW(), COLUMN())),-1,0)+$O$15*D30*B343,IF(ROW(B30)=ROW($B$30),$O$15*D30*B343,0))))","v":0},{"$f":"IF(B30<$O$5,0,IF(C30*$D$341>$O$8,$O$8,C30*$D$341))","v":0},{"$f":"IF(B30>$O$6,0,IF(B30<$O$5,0,IF(ROW(B30)>ROW($B$30),OFFSET(INDIRECT(ADDRESS(ROW(), COLUMN())),-1,0)+$O$15*D30*D343,IF(ROW(B30)=ROW($B$30),$O$15*D30*D343,0))))","v":0},{"$f":"IF(B30<$O$5,0,IF(C30*$F$341>$O$8,$O$8,C30*$F$341))","v":0},{"$f":"IF(B30>$O$6,0,IF(B30<$O$5,0,IF(ROW(B30)>ROW($B$30),OFFSET(INDIRECT(ADDRESS(ROW(), COLUMN())),-1,0)+$O$15*D30*F343,IF(ROW(B30)=ROW($B$30),$O$15*D30*F343,0))))","v":0},{"$f":"IF(B30<$O$5,0,IF(C30*$H$341>$O$8,$O$8,C30*$H$341))","v":0},{"$f":"IF(B30>$O$6,0,IF(B30<$O$5,0,IF(ROW(B30)>ROW($B$30),OFFSET(INDIRECT(ADDRESS(ROW(), COLUMN())),-1,0)+$O$15*D30*H343,IF(ROW(B30)=ROW($B$30),$O$15*D30*H343,0))))","v":0},{"$f":"IF(B30<$O$5,0,IF(C30*$J$341>$O$8,$O$8,C30*$J$341))","v":0},{"$f":"IF(B30>$O$6,0,IF(B30<$O$5,0,IF(ROW(B30)>ROW($B$30),OFFSET(INDIRECT(ADDRESS(ROW(), COLUMN())),-1,0)+$O$15*D30*J343,IF(ROW(B30)=ROW($B$30),$O$15*D30*J343,0))))","v":0},{"$f":"IF(B30<$O$5,0,IF(C30*$L$341>$O$8,$O$8,C30*$L$341))","v":0},{"$f":"IF(B30>$O$6,0,IF(B30<$O$5,0,IF(ROW(B30)>ROW($B$30),OFFSET(INDIRECT(ADDRESS(ROW(), COLUMN())),-1,0)+$O$15*D30*L343,IF(ROW(B30)=ROW($B$30),$O$15*D30*L343,0))))","v":0},{"$f":"IF(B30<$O$5,0,IF(C30*$N$341>$O$8,$O$8,C30*$N$341))","v":0},{"$f":"IF(B30>$O$6,0,IF(B30<$O$5,0,IF(ROW(B30)>ROW($B$30),OFFSET(INDIRECT(ADDRESS(ROW(), COLUMN())),-1,0)+$O$15*D30*N343,IF(ROW(B30)=ROW($B$30),$O$15*D30*N343,0))))","v":0},{"$f":"IF(B30<$O$5,0,IF(C30*$P$341>$O$8,$O$8,C30*$P$341))","v":0},{"$f":"IF(B30>$O$6,0,IF(B30<$O$5,0,IF(ROW(B30)>ROW($B$30),OFFSET(INDIRECT(ADDRESS(ROW(), COLUMN())),-1,0)+$O$15*D30*P343,IF(ROW(B30)=ROW($B$30),$O$15*D30*P343,0))))","v":0},{"$f":"IF(B30<$O$5,0,IF(C30*$R$341>$O$8,$O$8,C30*$R$341))","v":0},{"$f":"IF(B30>$O$6,0,IF(B30<$O$5,0,IF(ROW(B30)>ROW($B$30),OFFSET(INDIRECT(ADDRESS(ROW(), COLUMN())),-1,0)+$O$15*D30*R343,IF(ROW(B30)=ROW($B$30),$O$15*D30*R343,0))))","v":0},{"$f":"IF(B30<$O$5,0,IF(C30*$T$341>$O$8,$O$8,C30*$T$341))","v":0},{"$f":"IF(B30>$O$6,0,IF(B30<$O$5,0,IF(ROW(B30)>ROW($B$30),OFFSET(INDIRECT(ADDRESS(ROW(), COLUMN())),-1,0)+$O$15*D30*T343,IF(ROW(B30)=ROW($B$30),$O$15*D30*T343,0))))","v":0},{"$f":"IF(B30<$O$5,0,IF(C30*$V$341>$O$8,$O$8,C30*$V$341))","v":0},{"$f":"IF(B30>$O$6,0,IF(B30<$O$5,0,IF(ROW(B30)>ROW($B$30),OFFSET(INDIRECT(ADDRESS(ROW(), COLUMN())),-1,0)+$O$15*D30*V343,IF(ROW(B30)=ROW($B$30),$O$15*D30*V343,0))))","v":0},{"$f":"IF(B30<$O$5,0,IF(C30*$X$341>$O$8,$O$8,C30*$X$341))","v":0},{"$f":"IF(B30>$O$6,0,IF(B30<$O$5,0,IF(ROW(B30)>ROW($B$30),OFFSET(INDIRECT(ADDRESS(ROW(), COLUMN())),-1,0)+$O$15*D30*X343,IF(ROW(B30)=ROW($B$30),$O$15*D30*X343,0))))","v":0},{"$f":"IF(B30<$O$5,0,IF(C30*$Z$341>$O$8,$O$8,C30*$Z$341))","v":0},{"$f":"IF(B30>$O$6,0,IF(B30<$O$5,0,IF(ROW(B30)>ROW($B$30),OFFSET(INDIRECT(ADDRESS(ROW(), COLUMN())),-1,0)+$O$15*D30*Z343,IF(ROW(B30)=ROW($B$30),$O$15*D30*Z343,0))))","v":0},{"$f":"IF(B30<$O$5,0,IF(C30*$AB$341>$O$8,$O$8,C30*$AB$341))","v":0},{"$f":"IF(B30>$O$6,0,IF(B30<$O$5,0,IF(ROW(B30)>ROW($B$30),OFFSET(INDIRECT(ADDRESS(ROW(), COLUMN())),-1,0)+$O$15*D30*AB343,IF(ROW(B30)=ROW($B$30),$O$15*D30*AB343,0))))","v":0},{"$f":"IF(B30<$O$5,0,IF(C30*$AD$341>$O$8,$O$8,C30*$AD$341))","v":0},{"$f":"IF(B30>$O$6,0,IF(B30<$O$5,0,IF(ROW(B30)>ROW($B$30),OFFSET(INDIRECT(ADDRESS(ROW(), COLUMN())),-1,0)+$O$15*D30*AD343,IF(ROW(B30)=ROW($B$30),$O$15*D30*AD343,0))))","v":0}]
[null,0,0,0,0,0,0,0,0,0,0,0,0,0,0,0,0,0,0,0,0,0,0,0,0,0,0,0,0,0,0]
[null,0,0,0,0,0,0,0,0,0,0,0,0,0,0,0,0,0,0,0,0,0,0,0,0,0,0,0,0,0,0]
[null,0,0,0,0,0,0,0,0,0,0,0,0,0,0,0,0,0,0,0,0,0,0,0,0,0,0,0,0,0,0]
[null,0,0,0,0,0,0,0,0,0,0,0,0,0,0,0,0,0,0,0,0,0,0,0,0,0,0,0,0,0,0]
[null,0,0,0,0,0,0,0,0,0,0,0,0,0,0,0,0,0,0,0,0,0,0,0,0,0,0,0,0,0,0]
[null,0,0,0,0,0,0,0,0,0,0,0,0,0,0,0,0,0,0,0,0,0,0,0,0,0,0,0,0,0,0]
[null,0,0,0,0,0,0,0,0,0,0,0,0,0,0,0,0,0,0,0,0,0,0,0,0,0,0,0,0,0,0]
[null,0,0,0,0,0,0,0,0,0,0,0,0,0,0,0,0,0,0,0,0,0,0,0,0,0,0,0,0,0,0]
[null,0,0,0,0,0,0,0,0,0,0,0,0,0,0,0,0,0,0,0,0,0,0,0,0,0,0,0,0,0,0]
[null,0,0,0,0,0,0,0,0,0,0,0,0,0,0,0,0,0,0,0,0,0,0,0,0,0,0,0,0,0,0]
[null,180.81589246874995,42029.347659733045,209.76983284023538,48759.481882877502,243.36014583686904,56567.30742110424,282.32926151312756,65625.396775904112,327.53846020960742,76133.948338984745,379.98700287444785,88325.233097252873,440.83408211267675,102468.69699562028,511.42457036929824,118876.94591611052,593.3186737356574,137912.63849087516,688.32643162172337,159996.50530172716,798.54773131309287,185616.64997477809,926.41868724740777,215339.32970811272,1074.7655422319015,249821.48422032662,1246.8670850894769,289825.24428133783,1446.5271397499996,336234.78127786436]
[null,234.74820599999998,96360.68509486792,272.33829537785635,111790.86378269806,315.94765740504118,129691.86534131976,366.54016821539039,150459.34674373252,425.23400393854376,174552.30284124875,493.32647706013978,202503.26132397671,572.32253485402373,234929.98090799106,663.96818752678257,272549.1730968905,770.2890069235284,316192.30533415306,893.63491648560353,366823.98662185238,1036.7321410285685,425563.29214026924,1202.7434196570407,493708.4797636182,1395.337984204903,572765.7151802748,1618.7725943160156,664482.3356012695,1877.9856479999999,770885.48075894336]
[null,298.46169478125006,169904.42023119473,346.25418688955477,197111.11310016381,401.69965469842344,228674.39317004906,466.02358192662786,265291.88799031969,540.64763116491952,307772.90328586311,627.22122112333761,357056.39884464478,727.65775988095515,414231.61491432507,844.17714583121631,480562.26659169944,979.35471539987986,557514.40814761689,1136.178189536384,646788.85079035966,1318.1137232869016,750358.7625138408,1529.1824612190503,870513.24858139292,1774.0495088531095,1009908.0000334403,2058.126961639055,1171623.9446933605,2387.6935582500005,1359235.3618495578]
[null,372.77145675000014,262502.53118910047,432.46312645650357,304536.90400689241,501.71317819411649,353302.20922791661,582.05221156425443,409876.28224523534,675.25584884685452,475509.50136566185,783.38417422049997,551652.5605775594,908.82698821726956,639988.3373581284,1054.3568903781782,742469.27303384698,1223.1904137720849,861360.42319558666,1419.0591497896394,999289.54318156256,1646.2922424666626,1159305.1798874866,1909.9120043628013,1344944.0036658158,2215.7450397327866,1560309.060330302,2570.5509252333031,1810160.3870297563,2982.1716540000011,2100020.2495128037]
[null,458.49258984375024,357640.91840040876,531.91073315987603,414909.74407931522,617.08526836922135,481348.98360329389,715.89876604568474,558427.11058329686,830.53516394246867,647847.67600594077,963.52827550808593,751587.14664267376,1117.8174508867658,871938.32265726896,1296.8128662632478,1011561.2656726048,1504.4707166475171,1173541.9518812832,1745.3806962609451,1361460.5099328591,2024.867462946424,1579470.3668690845,2349.1082415176584,1832389.9830194754,2725.269500400203,2125809.46475909,3161.6652232734691,2466214.0221535587,3667.9407187500019,2861127.3472032701]
[null,556.44019200000025,499193.82819309749,645.54262608084503,579129.43638536124,748.91296570083875,671865.07320385566,868.83595428833314,779450.42850714119,1007.962083409882,904263.3122570503,1169.3664641425539,1049062.4692257093,1356.616378913242,1217048.1811262814,1573.8505185820038,1411933.351814101,1825.8702386335497,1638025.3750744981,2118.2457279658761,1900321.3808052165,2457.4391491047563,2204618.7066105949,2850.9473651129865,2557642.9410184943,3307.4678144116237,2967196.7331604883,3837.0905939342606,3442332.1144813513,4451.521536000002,3993550.6255447799]
[null,667.42936115625059,643679.62949239579,774.30442430058417,746751.66235523531,898.29331066606983,866328.54206974141,1042.1364852096149,1005053.2171946093,1209.0131142072148,1165991.7269090007,1402.6116792803639,1352701.3023173418,1627.2110033204983,1569308.5091563459,1887.7752924300264,1820600.9077742514,2190.0635943375569,2112132.6165900594,2540.7571439200078,2450347.1261668401,2947.6070653202323,2842719.7455137409,3419.6055675781513,3297922.7059109495,3967.1849053233191,3826017.0418072473,4602.4477753903884,4438674.78902811,5339.4348892500047,5149437.0359391663]
[null,792.27519525000071,854711.20900203346,919.14174690026607,991575.60207280354,1066.3233437420149,1150355.9871380785,1237.0730677269437,1334561.8084220206,1435.1647632925865,1548264.3118264691,1664.976860077973,1796186.9733768529,1931.5885551323317,2083809.261162963,2240.8926329028932,2417488.3462151154,2599.7253983669107,2804599.2751424252,3016.0178431389145,3253698.0490314863,3498.9709759714219,3774710.7710369234,4059.2590413425155,4379152.879806499,4709.265696691552,5080383.938892521,5463.357505816557,5893902.6830611862,6338.2015620000057,6837689.6720162677]
[null,931.79279221875083,1046201.4721982825,1081.0002129610639,1213729.0862205101,1254.1001054057751,1408082.7706719628,1454.9184107577344,1633558.2287974868,1687.893537624117,1895138.8320696037,1958.1749456918412,2198606.3083042707,2271.7362653725418,2550667.7505196035,2635.5079850961838,2959104.5960255191,3057.530265328985,3432944.2034651735,3547.1307246381712,3982659.4680558611,4115.1306454368969,4620400.3459748095,4774.0839788354451,5360262.2050367985,5538.5551120725922,6218597.697353024,6425.4405233874768,7214377.908079301,7454.3423377500067,8369611.7775862599]
[null,1086.7972500000008,1277135.6770530818,1260.8254415641509,1481642.6467381855,1462.7206361344511,1718897.1631728783,1696.9452232194012,1994143.1454471399,1968.6759441599263,2313463.9739314769,2283.9188752784266,2683917.6112315562,2649.6413650649265,3113691.6464593969,3073.9267941054768,3612285.1593537852,3566.1528098311524,4190718.1705313078,4137.1986874333525,4861775.3189735375,4799.6858380952281,5640288.4921523621,5568.2565724863034,6543464.4113311507,6459.8980750227047,7591265.345710081,7494.3175662778549,8806849.9796618614,8694.3780000000061,10217085.416424654]
[null,1258.1036665312511,1543215.7910706785,1459.5630517907002,1790330.0097653517,1693.281976405144,2077014.4418451844,1964.4262140293595,2409605.5313483132,2278.9884898581349,2795454.0780523447,2643.9215879941885,3243088.5097050518,3067.2910852332861,3762402.2284214105,3558.4545050263532,4364873.3646122459,4128.2676464807882,5063817.864373968,4789.3246305400353,5874683.9350615125,5556.236318324989,6815393.5589428991,6445.9530147244568,7906738.328049643,7478.1395090981587,9172839.4768040758,8675.6093726624022,10641680.600110421,10064.829332250009,12345726.328565428]
[null,1446.5271397500012,1860690.6918480606,1678.1586627218849,2158641.9759192755,1946.8811666949546,2504303.9742964432,2258.6340921050232,2905316.6829602919,2620.3076816768621,3370543.1298833014,3039.896022995586,3910266.2361049005,3526.6726569014181,4536414.7035814589,4091.3965629543904,5262827.9775408041,4746.5493898852646,6105561.3997556837,5506.6114529737933,7083241.2283277754,6388.3818505047502,8217476.4085377865,7411.3494979792704,9533335.8400079161,8598.1243378552208,11059903.048597097,9974.9366807158258,12830918.496827818,11572.21711800001,14885525.534784485]
[null,1652.8827675937516,2215210.6103637265,1917.5578934388782,2569930.9562749038,2224.6152474809837,2981452.4035306619,2580.8415663638075,3458870.6068971534,2994.1100265742289,4012737.2790747248,3473.5551194390778,4655294.5599804893,4029.7733110931213,5400743.943316428,4675.0584129851686,6265561.7225603051,5423.6726546519558,7268862.2855057651,6292.1620537502013,8432820.7764467932,7299.722199013082,9783163.3222857881,8468.6222146801083,11349735.234055117,9824.6974848501577,13167161.361200074,11397.920228612835,15275610.782281566,13223.062140750013,17721684.882909812]
[null,1877.9856480000021,2567427.5564949461,2178.7063630228536,2978548.1906599477,2527.5812592403327,3455501.2617720594,2932.3213457231263,4008828.6273782486,3401.8720315083542,4650759.7151583675,3946.6118164811228,5395483.1567606311,4578.5802788321953,6259458.4735069703,5311.7455002142669,7261781.6780770868,6162.3120553882345,8424606.3326277062,7149.0793318848364,9773633.4139703643,8293.8571282285575,11338679.485289663,9621.9473572563365,13154335.241311498,11162.703873639239,15260730.858457671,12950.180754528139,17704422.270838369,15023.885184000017,20539420.451959569]
[null,2122.6508789062523,2984589.7333251587,2462.549690554983,3462510.2965686759,2856.8762424501006,4016959.9190002778,3314.3461391003943,4660193.3260649964,3845.0702034373576,5406427.0140395779,4460.7790532781783,6272155.0196262747,5175.0807911424372,7276511.2491464559,6003.7632697372619,8441694.4841186516,6965.1422067014728,9793457.8539748024,8080.4661863932697,11361678.295781387,9374.3864025297462,13181017.043947404,10875.501118137316,15291685.177490966,12616.988427778724,17740333.326238822,14637.338996636441,20581081.95120227,16981.207031250018,23876717.86660127]
[null,2387.6935582500023,3437166.5649333242,2770.03349511644,3987557.9846761581,3213.5972375873898,4626083.1671770746,3728.1886554130256,5366855.1183516877,4325.1810493193598,6226246.0936987447,5017.7697689867045,7223251.2505226955,5821.2620790476458,8379905.9199546669,6753.417166649735,9721775.0594713241,7834.8377231990444,11278516.948211506,9089.4255162910795,13084538.998356819,10544.90978629522,15179758.400092464,12233.459689752412,17610483.75483112,14192.396070824887,20430439.694566,16465.015693112451,23701953.391768988,19101.548466000018,27497332.519466594]
[null,2673.9287839687531,3960003.2310218089,3102.1033957883988,4594116.1724033924,3598.8412851293015,5329769.1406328995,4175.1216035784355,6183221.9089769041,4843.6810761124807,7173337.1608257322,5619.2969027631607,8321999.4580353051,6519.1113735716217,9654595.985319376,7563.0126360472659,11200580.454709645,8774.0732194883258,12994122.546085628,10179.060220593839,15074863.475791141,11809.027043903552,17488792.345349338,13699.999264530994,20289261.882291444,15893.771726333993,23538168.917119969,18438.831582130882,27307321.37642397,20000,31407957.732995801]
[null,2982.1716540000034,4501460.4581491612,3459.7050116520313,5222276.6204363117,4013.7054255529356,6058516.5309150489,4656.4176925140391,7028663.1862265319,5402.0467907748407,8154158.3929710612,6267.0733937640052,9459879.0222245567,7270.6159057381619,10974683.486838162,8434.8551230254325,12732052.749407504,9785.523310176688,14770828.561787812,11352.473198317124,17136072.343749341,13170.337939733314,19880061.35617676,15279.296034902423,23063443.325676665,17725.960317862311,26756578.329940174,20000,30938616.217558235,20000,35039252.574130066]
[null,3313.2372662812545,5106332.8413435761,3843.7839617885115,5924006.8554282179,4459.2866993353937,6872614.3924308876,5173.3496311372501,7973122.0549981408,6001.7547002645597,9249852.8383531477,6962.8121811456977,10731026.380310316,8077.762906571068,12449378.870082205,9371.2500726798153,14442890.19007617,10871.862609871505,16755621.354480308,12612.767348476513,19438688.797569603,14632.442238163076,22551394.405163717,16975.526193296068,26162535.289000779,19693.806768966104,30351925.984557435,20000,34589863.22814928,20000,38690499.584721111]
[null,3667.9407187500046,5768642.383083839,4255.285865279011,6692371.6267016241,4936.6821469537745,7764016.937121016,5727.1901283654825,9007264.3599669561,6644.2813115397548,10449591.669502784,7708.2262040646938,12122878.690994384,8942.5396070941333,14064107.613895455,10374.502930105991,16316184.446522912,12035.765733180147,18928885.073407661,13963.045570087572,21959955.912261326,16198.939703571405,25476390.514535613,18792.865932141285,29555909.222193569,20000,33963268.656234913,20000,38201205.899826758,20000,42301842.256398588]
[null,4047.0971093437556,6325806.1176862158,4695.1563412047053,7338753.6558276396,5446.9888088851822,8513903.7189551033,6319.2118931161522,9877230.0669878237,7331.1031315585506,11458864.412206177,8505.0284016774567,13293765.68953895,9866.9332383311612,15422488.009426005,11446.919140399541,17892081.452609483,13279.907294709992,20757129.502337053,15406.410762165886,24080956.008169204,17873.430100336882,27937025.086873073,20000,32309308.607229438,20000,36716668.041270785,20000,40954605.28486263,20000,45055241.641434461]
[null,4451.5215360000066,6987496.5822857637,5164.3410086467647,8106400.2175092334,5991.3037256067155,9404473.0475977268,6950.6876343066724,10910405.733518105,8063.6966672790641,12657481.817740772,9354.9317131404405,14684317.001378078,10852.931031305947,17035707.426269386,12590.804148656043,19763624.694494434,14606.961909068412,22928361.817812782,16945.965823727023,26599866.432011746,19659.513192838069,30859287.129900046,20000,35282181.856289901,20000,39689541.290331244,20000,43927478.53392309,20000,48028114.89049492]
[null,4882.029096656257,7917734.1182567636,5663.7854866863654,9185596.1319727469,6570.7239375954759,10656479.933308603,7622.8900608544582,12362895.738553885,8843.5384256594152,14342558.090634093,10259.649077610109,16639223.555380363,11902.520217042293,19303651.934451416,13808.463399971077,22394733.750672035,16019.604190862779,25980788.756428413,18584.813653786565,30141076.637337949,20000,34670151.49614533,20000,39093046.222535186,20000,43500405.656576529,20000,47738342.900168374,20000,51838979.256740205]
[null,5339.4348892500084,8599547.3004248794,6194.4353944046779,9976587.6499135345,7186.3464853285641,11574132.431551307,8337.0918816769245,13427491.386553735,9672.1049136577258,15577626.738576934,11220.893434242918,18072063.02582198,13017.688026563996,20965931.086077157,15102.20233944022,24323192.632253572,17520.508754700466,28218050.578142393,20000,32694954.327805996,20000,37224029.186613381,20000,41646923.913003236,20000,46054283.347044572,20000,50292220.590636417,20000,54392856.947208256]
[null,5824.5540117187593,9331685.9789324142,6757.2363508828757,10825963.255727274,7839.2684092830796,12559518.025382334,9094.5658056914854,14570666.190527083,10550.872638232113,16903857.370984975,12240.377722195326,19610662.19614999,14200.421690894853,22750905.17166445,16474.326412159055,26393993.511502471,19112.35021518885,30620447.534470458,20000,35208927.679360472,20000,39738002.538167857,20000,44160897.264557712,20000,48568256.698599048,20000,52806193.942190893,20000,56906830.298762731]
[null,6338.2015620000093,10134712.513695678,7353.1339752021331,11757577.947686259,8530.5867499361248,13640311.599125518,9896.584541815555,15824526.597594682,11481.318106340699,18358497.619210247,13319.814880623793,21298233.1392079,15452.708441058665,24708705.786041684,17927.141063223156,28665295.524445977,20000,33154373.055481721,20000,37742853.200371735,20000,42271928.05917912,20000,46694822.785568975,20000,51102182.219610311,20000,55340119.463202156,20000,59440755.819773994]
[null,6881.1926380312616,10917292.426694598,7983.0738864436235,12665471.912605748,9261.3985477648021,14693586.060546746,10744.42079896655,17046461.273221593,12464.917824941605,19776099.889646374,14460.91784868478,22942835.234687973,16776.535508079232,26616656.978364676,19462.951737728108,30878765.758287765,20000,35428920.373554826,20000,40017400.518444836,20000,44546475.377252221,20000,48969370.103642076,20000,53376729.537683412,20000,57614666.781275257,20000,61715303.137847096]
[null,7454.3423377500121,11720436.054857509,8648.0017036885183,13597222.448060207,10032.800843246208,15774537.230319934,11639.347286061884,18300504.51207792,13503.148300992947,21230952.24639428,15665.399565534743,24630652.251082584,18173.890122980349,28574743.069646902,20000,33033600.059620183,20000,37583754.67488724,20000,42172234.81977725,20000,46701309.678584635,20000,51124204.40497449,20000,55531563.839015827,20000,59769501.082607672,20000,63870137.43917951]
[null,8058.4657590937632,12564551.39538984,9348.8630460179902,14576505.471602777,10845.890676857447,16910632.235965468,12582.636712018968,19618521.736507367,14597.486041452847,22760022.700890154,16934.972970330138,26404571.865945309,19646.759516785816,30632719.314213522,20000,35128577.852582246,20000,39678732.467849307,20000,44267212.612739317,20000,48796287.471546702,20000,53219182.197936557,20000,57626541.631977893,20000,61864478.875569738,20000,65965115.232141577]
[null,8694.3780000000115,13440583.496435279,10086.603532513212,15592816.06736936,11701.765089075616,18089684.015968945,13575.561785755219,20986374.378070373,15749.407553279421,24346908.68504224,18271.351002227424,28245564.977519244,20000,32647888.429348469,20000,37143746.967717193,20000,41693901.582984254,20000,46282381.727874264,20000,50811456.586681649,20000,55234351.313071504,20000,59641710.74711284,20000,63879647.990704685,20000,67980284.347276524]
[null,9362.8941584062613,14299909.730365667,10862.168782255359,16589745.695543282,12601.521120377818,19246251.366081104,14619.39521618805,22328142.171331987,16960.389343430794,25903532.871314611,19676.246600383063,30051450.487162866,20000,34483488.019372374,20000,38979346.557741098,20000,43529501.173008159,20000,48117981.317898169,20000,52647056.176705554,20000,57069950.903095409,20000,61477310.337136745,20000,65715247.58072859,20000,69815883.937300429]
[null,10064.829332250009,15153374.247025883,11676.504414325602,17579874.973177586,13546.255811241152,20394929.429746989,15715.409712234876,23660757.371392354,18231.907918865079,27449538.865664564,20000,31747384.890989307,20000,36179422.423198819,20000,40675280.961567543,20000,45225435.576834604,20000,49813915.721724615,20000,54342990.580531999,20000,58765885.306921855,20000,63173244.740963191,20000,67411181.984555036,20000,71511818.341126874]
[null,10800.998619468755,15907635.988679253,12530.556047805114,18454916.194964863,14537.066202142722,21410090.458690606,16864.877982813112,24838475.533225972,19565.439786540403,28815844.261075858,20000,33144036.752964024,20000,37576074.285173535,20000,42071932.82354226,20000,46622087.43880932,20000,51210567.583699331,20000,55739642.442506716,20000,60162537.168896571,20000,64569896.602937907,20000,68807833.846529752,20000,72908470.20310159]
[null,11572.217118000004,16865832.961934626,13425.269301775072,19566548.674629435,15575.049333559629,22699727.95663441,18069.072736840179,26334621.918091223,20000,30471874.325988736,20000,34800066.817876905,20000,39232104.350086413,20000,43727962.888455138,20000,48278117.503722198,20000,52866597.648612209,20000,57395672.507419594,20000,61818567.233809449,20000,66225926.667850785,20000,70463863.911442637,20000,74564500.268014476]
[null,12379.29992578125,17643863.715042491,14361.589795316644,20469165.025414009,16661.302245968971,23746879.702848434,19329.266683233476,27549453.4517597,20000,31728861.001765981,20000,36057053.493654154,20000,40489091.025863662,20000,44984949.564232387,20000,49535104.179499447,20000,54123584.324389458,20000,58652659.183196843,20000,63075553.909586698,20000,67482913.343628034,20000,71720850.587219879,20000,75821486.943791717]
[null,13223.062140749995,18408967.167094905,15340.463147511005,21356784.034181505,17796.921979847848,24776632.59198647,20000,28706679.280253038,20000,32886086.830259319,20000,37214279.322147489,20000,41646316.854356997,20000,46142175.392725721,20000,50692330.007992782,20000,55280810.152882792,20000,59809885.011690177,20000,64232779.738080032,20000,68640139.172121376,20000,72878076.415713221,20000,76978712.772285059]
[null,14104.318860843743,19168778.919051804,16362.834977439334,22238263.98609221,18983.005575673367,25799263.38090761,20000,29784096.430919249,20000,33963503.98092553,20000,38291696.472813696,20000,42723734.005023211,20000,47219592.543391928,20000,51769747.158658996,20000,56358227.303549007,20000,60887302.162356392,20000,65310196.888746247,20000,69717556.322787583,20000,73955493.566379428,20000,78056129.922951266]
[null,15023.885183999988,19888200.766468763,17429.650904182796,23072886.422282938,20000,26756967.51483313,20000,30741800.564844768,20000,34921208.11485105,20000,39249400.606739216,20000,43681438.138948731,20000,48177296.677317448,20000,52727451.292584516,20000,57315931.437474526,20000,61845006.296281911,20000,66267901.022671767,20000,70675260.45671311,20000,74913197.700304955,20000,79013834.056876794]
[null,15982.576208156237,20701362.792064466,18541.856546822568,24016259.595140066,20000,27774528.157128997,20000,31759361.207140636,20000,35938768.757146917,20000,40266961.249035083,20000,44698998.781244598,20000,49194857.319613315,20000,53745011.934880383,20000,58333492.079770394,20000,62862566.938577779,20000,67285461.664967626,20000,71692821.099008977,20000,75930758.342600822,20000,80031394.699172661]
[null,16981.207031249982,21277343.056520391,19700.397524439824,24684471.23375516,20000,28452901.918659575,20000,32437734.968671214,20000,36617142.518677495,20000,40945335.010565661,20000,45377372.542775176,20000,49873231.081143893,20000,54423385.696410961,20000,59011865.841300972,20000,63540940.700108357,20000,67963835.426498204,20000,72371194.860539556,20000,76609132.104131401,20000,80709768.460703239]
[null,18020.592751218726,21852622.92897474,20000,25322940.656372175,20000,29091371.34127659,20000,33076204.391288228,20000,37255611.941294506,20000,41583804.433182672,20000,46015841.965392187,20000,50511700.503760904,20000,55061855.119027972,20000,59650335.263917983,20000,64179410.122725368,20000,68602304.849115223,20000,73009664.283156574,20000,77247601.526748419,20000,81348237.883320257]
[null,19101.548465999975,22386187.193607524,20000,25881601.401162062,20000,29650032.086066477,20000,33634865.136078112,20000,37814272.68608439,20000,42142465.177972555,20000,46574502.710182071,20000,51070361.248550788,20000,55620515.863817856,20000,60208996.008707866,20000,64738070.867515251,20000,69160965.593905106,20000,73568325.027946457,20000,77806262.271538302,20000,81906898.628110141]
[null,20000,22685469.735459249,20000,26180883.943013787,20000,29949314.627918202,20000,33934147.677929834,20000,38113555.227936111,20000,42441747.719824277,20000,46873785.252033792,20000,51369643.790402509,20000,55919798.405669577,20000,60508278.550559588,20000,65037353.409366973,20000,69460248.135756835,20000,73867607.569798186,20000,78105544.813390031,20000,82206181.16996187]
[null,20000,23024656.616224539,20000,26520070.823779076,20000,30288501.508683491,20000,34273334.558695123,20000,38452742.1087014,20000,42780934.600589566,20000,47212972.132799082,20000,51708830.671167798,20000,56258985.286434866,20000,60847465.431324877,20000,65376540.290132262,20000,69799435.016522124,20000,74206794.450563475,20000,78444731.694155321,20000,82545368.050727159]
[null,20000,23423700.005360171,20000,26919114.212914709,20000,30687544.897819124,20000,34672377.947830752,20000,38851785.497837029,20000,43179977.989725195,20000,47612015.52193471,20000,52107874.060303427,20000,56658028.675570495,20000,61246508.820460506,20000,65775583.679267891,20000,70198478.405657753,20000,74605837.839699104,20000,78843775.083290949,20000,82944411.439862788]
[null,20000,23902552.072322931,20000,27397966.279877469,20000,31166396.964781884,20000,35151230.014793515,20000,39330637.564799793,20000,43658830.056687959,20000,48090867.588897474,20000,52586726.127266191,20000,57136880.742533259,20000,61725360.887423269,20000,66254435.746230654,20000,70677330.472620517,20000,75084689.906661868,20000,79322627.150253713,20000,83423263.506825551]
[null,20000,24141978.105804309,20000,27637392.313358847,20000,31405822.998263262,20000,35390656.048274897,20000,39570063.598281175,20000,43898256.09016934,20000,48330293.622378856,20000,52826152.160747573,20000,57376306.776014641,20000,61964786.920904651,20000,66493861.779712036,20000,70916756.506101891,20000,75324115.940143242,20000,79562053.183735088,20000,83662689.540306926]
[null,20000,24321547.630915344,20000,27816961.838469882,20000,31585392.523374297,20000,35570225.573385932,20000,39749633.123392209,20000,44077825.615280375,20000,48509863.14748989,20000,53005721.685858607,20000,57555876.301125675,20000,62144356.446015686,20000,66673431.304823071,20000,71096326.031212926,20000,75503685.465254277,20000,79741622.708846122,20000,83842259.06541796]
[null,20000,24521069.325483158,20000,28016483.533037696,20000,31784914.217942111,20000,35769747.267953746,20000,39949154.817960024,20000,44277347.309848189,20000,48709384.842057705,20000,53205243.380426422,20000,57755397.99569349,20000,62343878.1405835,20000,66872952.999390885,20000,71295847.72578074,20000,75703207.159822091,20000,79941144.403413936,20000,84041780.759985775]
[null,20000,24700638.850594193,20000,28196053.058148731,20000,31964483.743053146,20000,35949316.793064781,20000,40128724.343071058,20000,44456916.834959224,20000,48888954.367168739,20000,53384812.905537456,20000,57934967.520804524,20000,62523447.665694535,20000,67052522.52450192,20000,71475417.250891775,20000,75882776.684933126,20000,80120713.928524971,20000,84221350.285096809]
[null,20000,24820351.867334884,20000,28315766.074889421,20000,32084196.759793837,20000,36069029.809805468,20000,40248437.359811746,20000,44576629.851699911,20000,49008667.383909427,20000,53504525.922278143,20000,58054680.537545212,20000,62643160.682435222,20000,67172235.541242614,20000,71595130.26763247,20000,76002489.701673821,20000,80240426.945265666,20000,84341063.301837504]
[null,20000,24920112.714618791,20000,28415526.922173329,20000,32183957.607077744,20000,36168790.657089375,20000,40348198.207095653,20000,44676390.698983818,20000,49108428.231193334,20000,53604286.769562051,20000,58154441.384829119,20000,62742921.529719129,20000,67271996.388526529,20000,71694891.114916384,20000,76102250.548957735,20000,80340187.79254958,20000,84440824.149121419]
[null,20000,0,20000,0,20000,0,20000,0,20000,0,20000,0,20000,0,20000,0,20000,0,20000,0,20000,0,20000,0,20000,0,20000,0,20000,0]
[null,{"$f":"IF(B94<$O$5,0,IF(C94*$B$341>$O$8,$O$8,C94*$B$341))","v":20000},{"$f":"IF(B94>$O$6,0,IF(B94<$O$5,0,IF(ROW(B94)>ROW($B$30),OFFSET(INDIRECT(ADDRESS(ROW(), COLUMN())),-1,0)+$O$15*D94*B407,IF(ROW(B94)=ROW($B$30),$O$15*D94*B407,0))))","v":0},{"$f":"IF(B94<$O$5,0,IF(C94*$D$341>$O$8,$O$8,C94*$D$341))","v":20000},{"$f":"IF(B94>$O$6,0,IF(B94<$O$5,0,IF(ROW(B94)>ROW($B$30),OFFSET(INDIRECT(ADDRESS(ROW(), COLUMN())),-1,0)+$O$15*D94*D407,IF(ROW(B94)=ROW($B$30),$O$15*D94*D407,0))))","v":0},{"$f":"IF(B94<$O$5,0,IF(C94*$F$341>$O$8,$O$8,C94*$F$341))","v":20000},{"$f":"IF(B94>$O$6,0,IF(B94<$O$5,0,IF(ROW(B94)>ROW($B$30),OFFSET(INDIRECT(ADDRESS(ROW(), COLUMN())),-1,0)+$O$15*D94*F407,IF(ROW(B94)=ROW($B$30),$O$15*D94*F407,0))))","v":0},{"$f":"IF(B94<$O$5,0,IF(C94*$H$341>$O$8,$O$8,C94*$H$341))","v":20000},{"$f":"IF(B94>$O$6,0,IF(B94<$O$5,0,IF(ROW(B94)>ROW($B$30),OFFSET(INDIRECT(ADDRESS(ROW(), COLUMN())),-1,0)+$O$15*D94*H407,IF(ROW(B94)=ROW($B$30),$O$15*D94*H407,0))))","v":0},{"$f":"IF(B94<$O$5,0,IF(C94*$J$341>$O$8,$O$8,C94*$J$341))","v":20000},{"$f":"IF(B94>$O$6,0,IF(B94<$O$5,0,IF(ROW(B94)>ROW($B$30),OFFSET(INDIRECT(ADDRESS(ROW(), COLUMN())),-1,0)+$O$15*D94*J407,IF(ROW(B94)=ROW($B$30),$O$15*D94*J407,0))))","v":0},{"$f":"IF(B94<$O$5,0,IF(C94*$L$341>$O$8,$O$8,C94*$L$341))","v":20000},{"$f":"IF(B94>$O$6,0,IF(B94<$O$5,0,IF(ROW(B94)>ROW($B$30),OFFSET(INDIRECT(ADDRESS(ROW(), COLUMN())),-1,0)+$O$15*D94*L407,IF(ROW(B94)=ROW($B$30),$O$15*D94*L407,0))))","v":0},{"$f":"IF(B94<$O$5,0,IF(C94*$N$341>$O$8,$O$8,C94*$N$341))","v":20000},{"$f":"IF(B94>$O$6,0,IF(B94<$O$5,0,IF(ROW(B94)>ROW($B$30),OFFSET(INDIRECT(ADDRESS(ROW(), COLUMN())),-1,0)+$O$15*D94*N407,IF(ROW(B94)=ROW($B$30),$O$15*D94*N407,0))))","v":0},{"$f":"IF(B94<$O$5,0,IF(C94*$P$341>$O$8,$O$8,C94*$P$341))","v":20000},{"$f":"IF(B94>$O$6,0,IF(B94<$O$5,0,IF(ROW(B94)>ROW($B$30),OFFSET(INDIRECT(ADDRESS(ROW(), COLUMN())),-1,0)+$O$15*D94*P407,IF(ROW(B94)=ROW($B$30),$O$15*D94*P407,0))))","v":0},{"$f":"IF(B94<$O$5,0,IF(C94*$R$341>$O$8,$O$8,C94*$R$341))","v":20000},{"$f":"IF(B94>$O$6,0,IF(B94<$O$5,0,IF(ROW(B94)>ROW($B$30),OFFSET(INDIRECT(ADDRESS(ROW(), COLUMN())),-1,0)+$O$15*D94*R407,IF(ROW(B94)=ROW($B$30),$O$15*D94*R407,0))))","v":0},{"$f":"IF(B94<$O$5,0,IF(C94*$T$341>$O$8,$O$8,C94*$T$341))","v":20000},{"$f":"IF(B94>$O$6,0,IF(B94<$O$5,0,IF(ROW(B94)>ROW($B$30),OFFSET(INDIRECT(ADDRESS(ROW(), COLUMN())),-1,0)+$O$15*D94*T407,IF(ROW(B94)=ROW($B$30),$O$15*D94*T407,0))))","v":0},{"$f":"IF(B94<$O$5,0,IF(C94*$V$341>$O$8,$O$8,C94*$V$341))","v":20000},{"$f":"IF(B94>$O$6,0,IF(B94<$O$5,0,IF(ROW(B94)>ROW($B$30),OFFSET(INDIRECT(ADDRESS(ROW(), COLUMN())),-1,0)+$O$15*D94*V407,IF(ROW(B94)=ROW($B$30),$O$15*D94*V407,0))))","v":0},{"$f":"IF(B94<$O$5,0,IF(C94*$X$341>$O$8,$O$8,C94*$X$341))","v":20000},{"$f":"IF(B94>$O$6,0,IF(B94<$O$5,0,IF(ROW(B94)>ROW($B$30),OFFSET(INDIRECT(ADDRESS(ROW(), COLUMN())),-1,0)+$O$15*D94*X407,IF(ROW(B94)=ROW($B$30),$O$15*D94*X407,0))))","v":0},{"$f":"IF(B94<$O$5,0,IF(C94*$Z$341>$O$8,$O$8,C94*$Z$341))","v":20000},{"$f":"IF(B94>$O$6,0,IF(B94<$O$5,0,IF(ROW(B94)>ROW($B$30),OFFSET(INDIRECT(ADDRESS(ROW(), COLUMN())),-1,0)+$O$15*D94*Z407,IF(ROW(B94)=ROW($B$30),$O$15*D94*Z407,0))))","v":0},{"$f":"IF(B94<$O$5,0,IF(C94*$AB$341>$O$8,$O$8,C94*$AB$341))","v":20000},{"$f":"IF(B94>$O$6,0,IF(B94<$O$5,0,IF(ROW(B94)>ROW($B$30),OFFSET(INDIRECT(ADDRESS(ROW(), COLUMN())),-1,0)+$O$15*D94*AB407,IF(ROW(B94)=ROW($B$30),$O$15*D94*AB407,0))))","v":0},{"$f":"IF(B94<$O$5,0,IF(C94*$AD$341>$O$8,$O$8,C94*$AD$341))","v":20000},{"$f":"IF(B94>$O$6,0,IF(B94<$O$5,0,IF(ROW(B94)>ROW($B$30),OFFSET(INDIRECT(ADDRESS(ROW(), COLUMN())),-1,0)+$O$15*D94*AD407,IF(ROW(B94)=ROW($B$30),$O$15*D94*AD407,0))))","v":0}]
[null,20000,0,20000,0,20000,0,20000,0,20000,0,20000,0,20000,0,20000,0,20000,0,20000,0,20000,0,20000,0,20000,0,20000,0,20000,0]
[null,20000,0,20000,0,20000,0,20000,0,20000,0,20000,0,20000,0,20000,0,20000,0,20000,0,20000,0,20000,0,20000,0,20000,0,20000,0]
[null,20000,0,20000,0,20000,0,20000,0,20000,0,20000,0,20000,0,20000,0,20000,0,20000,0,20000,0,20000,0,20000,0,20000,0,20000,0]
[null,20000,0,20000,0,20000,0,20000,0,20000,0,20000,0,20000,0,20000,0,20000,0,20000,0,20000,0,20000,0,20000,0,20000,0,20000,0]
[null,20000,0,20000,0,20000,0,20000,0,20000,0,20000,0,20000,0,20000,0,20000,0,20000,0,20000,0,20000,0,20000,0,20000,0,20000,0]
[null,20000,0,20000,0,20000,0,20000,0,20000,0,20000,0,20000,0,20000,0,20000,0,20000,0,20000,0,20000,0,20000,0,20000,0,20000,0]
[null,20000,0,20000,0,20000,0,20000,0,20000,0,20000,0,20000,0,20000,0,20000,0,20000,0,20000,0,20000,0,20000,0,20000,0,20000,0]
[null,20000,0,20000,0,20000,0,20000,0,20000,0,20000,0,20000,0,20000,0,20000,0,20000,0,20000,0,20000,0,20000,0,20000,0,20000,0]
[null,20000,0,20000,0,20000,0,20000,0,20000,0,20000,0,20000,0,20000,0,20000,0,20000,0,20000,0,20000,0,20000,0,20000,0,20000,0]
[null,20000,0,20000,0,20000,0,20000,0,20000,0,20000,0,20000,0,20000,0,20000,0,20000,0,20000,0,20000,0,20000,0,20000,0,20000,0]
[null,20000,0,20000,0,20000,0,20000,0,20000,0,20000,0,20000,0,20000,0,20000,0,20000,0,20000,0,20000,0,20000,0,20000,0,20000,0]
[null,20000,0,20000,0,20000,0,20000,0,20000,0,20000,0,20000,0,20000,0,20000,0,20000,0,20000,0,20000,0,20000,0,20000,0,20000,0]
[null,20000,0,20000,0,20000,0,20000,0,20000,0,20000,0,20000,0,20000,0,20000,0,20000,0,20000,0,20000,0,20000,0,20000,0,20000,0]
[null,20000,0,20000,0,20000,0,20000,0,20000,0,20000,0,20000,0,20000,0,20000,0,20000,0,20000,0,20000,0,20000,0,20000,0,20000,0]
[null,20000,0,20000,0,20000,0,20000,0,20000,0,20000,0,20000,0,20000,0,20000,0,20000,0,20000,0,20000,0,20000,0,20000,0,20000,0]
[null,20000,0,20000,0,20000,0,20000,0,20000,0,20000,0,20000,0,20000,0,20000,0,20000,0,20000,0,20000,0,20000,0,20000,0,20000,0]
[null,20000,0,20000,0,20000,0,20000,0,20000,0,20000,0,20000,0,20000,0,20000,0,20000,0,20000,0,20000,0,20000,0,20000,0,20000,0]
[null,20000,0,20000,0,20000,0,20000,0,20000,0,20000,0,20000,0,20000,0,20000,0,20000,0,20000,0,20000,0,20000,0,20000,0,20000,0]
[null,20000,0,20000,0,20000,0,20000,0,20000,0,20000,0,20000,0,20000,0,20000,0,20000,0,20000,0,20000,0,20000,0,20000,0,20000,0]
[null,20000,0,20000,0,20000,0,20000,0,20000,0,20000,0,20000,0,20000,0,20000,0,20000,0,20000,0,20000,0,20000,0,20000,0,20000,0]
[null,20000,0,20000,0,20000,0,20000,0,20000,0,20000,0,20000,0,20000,0,20000,0,20000,0,20000,0,20000,0,20000,0,20000,0,20000,0]
[null,20000,0,20000,0,20000,0,20000,0,20000,0,20000,0,20000,0,20000,0,20000,0,20000,0,20000,0,20000,0,20000,0,20000,0,20000,0]
[null,20000,0,20000,0,20000,0,20000,0,20000,0,20000,0,20000,0,20000,0,20000,0,20000,0,20000,0,20000,0,20000,0,20000,0,20000,0]
[null,20000,0,20000,0,20000,0,20000,0,20000,0,20000,0,20000,0,20000,0,20000,0,20000,0,20000,0,20000,0,20000,0,20000,0,20000,0]
[null,20000,0,20000,0,20000,0,20000,0,20000,0,20000,0,20000,0,20000,0,20000,0,20000,0,20000,0,20000,0,20000,0,20000,0,20000,0]
[null,20000,0,20000,0,20000,0,20000,0,20000,0,20000,0,20000,0,20000,0,20000,0,20000,0,20000,0,20000,0,20000,0,20000,0,20000,0]
[null,20000,0,20000,0,20000,0,20000,0,20000,0,20000,0,20000,0,20000,0,20000,0,20000,0,20000,0,20000,0,20000,0,20000,0,20000,0]
[null,20000,0,20000,0,20000,0,20000,0,20000,0,20000,0,20000,0,20000,0,20000,0,20000,0,20000,0,20000,0,20000,0,20000,0,20000,0]
[null,20000,0,20000,0,20000,0,20000,0,20000,0,20000,0,20000,0,20000,0,20000,0,20000,0,20000,0,20000,0,20000,0,20000,0,20000,0]
[null,20000,0,20000,0,20000,0,20000,0,20000,0,20000,0,20000,0,20000,0,20000,0,20000,0,20000,0,20000,0,20000,0,20000,0,20000,0]
[null,20000,0,20000,0,20000,0,20000,0,20000,0,20000,0,20000,0,20000,0,20000,0,20000,0,20000,0,20000,0,20000,0,20000,0,20000,0]
[null,20000,0,20000,0,20000,0,20000,0,20000,0,20000,0,20000,0,20000,0,20000,0,20000,0,20000,0,20000,0,20000,0,20000,0,20000,0]
[null,20000,0,20000,0,20000,0,20000,0,20000,0,20000,0,20000,0,20000,0,20000,0,20000,0,20000,0,20000,0,20000,0,20000,0,20000,0]
[null,20000,0,20000,0,20000,0,20000,0,20000,0,20000,0,20000,0,20000,0,20000,0,20000,0,20000,0,20000,0,20000,0,20000,0,20000,0]
[null,20000,0,20000,0,20000,0,20000,0,20000,0,20000,0,20000,0,20000,0,20000,0,20000,0,20000,0,20000,0,20000,0,20000,0,20000,0]
[null,20000,0,20000,0,20000,0,20000,0,20000,0,20000,0,20000,0,20000,0,20000,0,20000,0,20000,0,20000,0,20000,0,20000,0,20000,0]
[null,20000,0,20000,0,20000,0,20000,0,20000,0,20000,0,20000,0,20000,0,20000,0,20000,0,20000,0,20000,0,20000,0,20000,0,20000,0]
[null,20000,0,20000,0,20000,0,20000,0,20000,0,20000,0,20000,0,20000,0,20000,0,20000,0,20000,0,20000,0,20000,0,20000,0,20000,0]
[null,20000,0,20000,0,20000,0,20000,0,20000,0,20000,0,20000,0,20000,0,20000,0,20000,0,20000,0,20000,0,20000,0,20000,0,20000,0]
[null,20000,0,20000,0,20000,0,20000,0,20000,0,20000,0,20000,0,20000,0,20000,0,20000,0,20000,0,20000,0,20000,0,20000,0,20000,0]
[null,20000,0,20000,0,20000,0,20000,0,20000,0,20000,0,20000,0,20000,0,20000,0,20000,0,20000,0,20000,0,20000,0,20000,0,20000,0]
[null,20000,0,20000,0,20000,0,20000,0,20000,0,20000,0,20000,0,20000,0,20000,0,20000,0,20000,0,20000,0,20000,0,20000,0,20000,0]
[null,20000,0,20000,0,20000,0,20000,0,20000,0,20000,0,20000,0,20000,0,20000,0,20000,0,20000,0,20000,0,20000,0,20000,0,20000,0]
[null,20000,0,20000,0,20000,0,20000,0,20000,0,20000,0,20000,0,20000,0,20000,0,20000,0,20000,0,20000,0,20000,0,20000,0,20000,0]
[null,20000,0,20000,0,20000,0,20000,0,20000,0,20000,0,20000,0,20000,0,20000,0,20000,0,20000,0,20000,0,20000,0,20000,0,20000,0]
[null,20000,0,20000,0,20000,0,20000,0,20000,0,20000,0,20000,0,20000,0,20000,0,20000,0,20000,0,20000,0,20000,0,20000,0,20000,0]
[null,20000,0,20000,0,20000,0,20000,0,20000,0,20000,0,20000,0,20000,0,20000,0,20000,0,20000,0,20000,0,20000,0,20000,0,20000,0]
[null,20000,0,20000,0,20000,0,20000,0,20000,0,20000,0,20000,0,20000,0,20000,0,20000,0,20000,0,20000,0,20000,0,20000,0,20000,0]
[null,20000,0,20000,0,20000,0,20000,0,20000,0,20000,0,20000,0,20000,0,20000,0,20000,0,20000,0,20000,0,20000,0,20000,0,20000,0]
[null,20000,0,20000,0,20000,0,20000,0,20000,0,20000,0,20000,0,20000,0,20000,0,20000,0,20000,0,20000,0,20000,0,20000,0,20000,0]
[null,20000,0,20000,0,20000,0,20000,0,20000,0,20000,0,20000,0,20000,0,20000,0,20000,0,20000,0,20000,0,20000,0,20000,0,20000,0]
[null,20000,0,20000,0,20000,0,20000,0,20000,0,20000,0,20000,0,20000,0,20000,0,20000,0,20000,0,20000,0,20000,0,20000,0,20000,0]
[null,20000,0,20000,0,20000,0,20000,0,20000,0,20000,0,20000,0,20000,0,20000,0,20000,0,20000,0,20000,0,20000,0,20000,0,20000,0]
[null,20000,0,20000,0,20000,0,20000,0,20000,0,20000,0,20000,0,20000,0,20000,0,20000,0,20000,0,20000,0,20000,0,20000,0,20000,0]
[null,20000,0,20000,0,20000,0,20000,0,20000,0,20000,0,20000,0,20000,0,20000,0,20000,0,20000,0,20000,0,20000,0,20000,0,20000,0]
[null,20000,0,20000,0,20000,0,20000,0,20000,0,20000,0,20000,0,20000,0,20000,0,20000,0,20000,0,20000,0,20000,0,20000,0,20000,0]
[null,20000,0,20000,0,20000,0,20000,0,20000,0,20000,0,20000,0,20000,0,20000,0,20000,0,20000,0,20000,0,20000,0,20000,0,20000,0]
[null,20000,0,20000,0,20000,0,20000,0,20000,0,20000,0,20000,0,20000,0,20000,0,20000,0,20000,0,20000,0,20000,0,20000,0,20000,0]
[null,20000,0,20000,0,20000,0,20000,0,20000,0,20000,0,20000,0,20000,0,20000,0,20000,0,20000,0,20000,0,20000,0,20000,0,20000,0]
[null,20000,0,20000,0,20000,0,20000,0,20000,0,20000,0,20000,0,20000,0,20000,0,20000,0,20000,0,20000,0,20000,0,20000,0,20000,0]
[null,20000,0,20000,0,20000,0,20000,0,20000,0,20000,0,20000,0,20000,0,20000,0,20000,0,20000,0,20000,0,20000,0,20000,0,20000,0]
[null,20000,0,20000,0,20000,0,20000,0,20000,0,20000,0,20000,0,20000,0,20000,0,20000,0,20000,0,20000,0,20000,0,20000,0,20000,0]
[null,20000,0,20000,0,20000,0,20000,0,20000,0,20000,0,20000,0,20000,0,20000,0,20000,0,20000,0,20000,0,20000,0,20000,0,20000,0]
[null,{"$f":"IF(B158<$O$5,0,IF(C158*$B$341>$O$8,$O$8,C158*$B$341))","v":20000},{"$f":"IF(B158>$O$6,0,IF(B158<$O$5,0,IF(ROW(B158)>ROW($B$30),OFFSET(INDIRECT(ADDRESS(ROW(), COLUMN())),-1,0)+$O$15*D158*B471,IF(ROW(B158)=ROW($B$30),$O$15*D158*B471,0))))","v":0},{"$f":"IF(B158<$O$5,0,IF(C158*$D$341>$O$8,$O$8,C158*$D$341))","v":20000},{"$f":"IF(B158>$O$6,0,IF(B158<$O$5,0,IF(ROW(B158)>ROW($B$30),OFFSET(INDIRECT(ADDRESS(ROW(), COLUMN())),-1,0)+$O$15*D158*D471,IF(ROW(B158)=ROW($B$30),$O$15*D158*D471,0))))","v":0},{"$f":"IF(B158<$O$5,0,IF(C158*$F$341>$O$8,$O$8,C158*$F$341))","v":20000},{"$f":"IF(B158>$O$6,0,IF(B158<$O$5,0,IF(ROW(B158)>ROW($B$30),OFFSET(INDIRECT(ADDRESS(ROW(), COLUMN())),-1,0)+$O$15*D158*F471,IF(ROW(B158)=ROW($B$30),$O$15*D158*F471,0))))","v":0},{"$f":"IF(B158<$O$5,0,IF(C158*$H$341>$O$8,$O$8,C158*$H$341))","v":20000},{"$f":"IF(B158>$O$6,0,IF(B158<$O$5,0,IF(ROW(B158)>ROW($B$30),OFFSET(INDIRECT(ADDRESS(ROW(), COLUMN())),-1,0)+$O$15*D158*H471,IF(ROW(B158)=ROW($B$30),$O$15*D158*H471,0))))","v":0},{"$f":"IF(B158<$O$5,0,IF(C158*$J$341>$O$8,$O$8,C158*$J$341))","v":20000},{"$f":"IF(B158>$O$6,0,IF(B158<$O$5,0,IF(ROW(B158)>ROW($B$30),OFFSET(INDIRECT(ADDRESS(ROW(), COLUMN())),-1,0)+$O$15*D158*J471,IF(ROW(B158)=ROW($B$30),$O$15*D158*J471,0))))","v":0},{"$f":"IF(B158<$O$5,0,IF(C158*$L$341>$O$8,$O$8,C158*$L$341))","v":20000},{"$f":"IF(B158>$O$6,0,IF(B158<$O$5,0,IF(ROW(B158)>ROW($B$30),OFFSET(INDIRECT(ADDRESS(ROW(), COLUMN())),-1,0)+$O$15*D158*L471,IF(ROW(B158)=ROW($B$30),$O$15*D158*L471,0))))","v":0},{"$f":"IF(B158<$O$5,0,IF(C158*$N$341>$O$8,$O$8,C158*$N$341))","v":20000},{"$f":"IF(B158>$O$6,0,IF(B158<$O$5,0,IF(ROW(B158)>ROW($B$30),OFFSET(INDIRECT(ADDRESS(ROW(), COLUMN())),-1,0)+$O$15*D158*N471,IF(ROW(B158)=ROW($B$30),$O$15*D158*N471,0))))","v":0},{"$f":"IF(B158<$O$5,0,IF(C158*$P$341>$O$8,$O$8,C158*$P$341))","v":20000},{"$f":"IF(B158>$O$6,0,IF(B158<$O$5,0,IF(ROW(B158)>ROW($B$30),OFFSET(INDIRECT(ADDRESS(ROW(), COLUMN())),-1,0)+$O$15*D158*P471,IF(ROW(B158)=ROW($B$30),$O$15*D158*P471,0))))","v":0},{"$f":"IF(B158<$O$5,0,IF(C158*$R$341>$O$8,$O$8,C158*$R$341))","v":20000},{"$f":"IF(B158>$O$6,0,IF(B158<$O$5,0,IF(ROW(B158)>ROW($B$30),OFFSET(INDIRECT(ADDRESS(ROW(), COLUMN())),-1,0)+$O$15*D158*R471,IF(ROW(B158)=ROW($B$30),$O$15*D158*R471,0))))","v":0},{"$f":"IF(B158<$O$5,0,IF(C158*$T$341>$O$8,$O$8,C158*$T$341))","v":20000},{"$f":"IF(B158>$O$6,0,IF(B158<$O$5,0,IF(ROW(B158)>ROW($B$30),OFFSET(INDIRECT(ADDRESS(ROW(), COLUMN())),-1,0)+$O$15*D158*T471,IF(ROW(B158)=ROW($B$30),$O$15*D158*T471,0))))","v":0},{"$f":"IF(B158<$O$5,0,IF(C158*$V$341>$O$8,$O$8,C158*$V$341))","v":20000},{"$f":"IF(B158>$O$6,0,IF(B158<$O$5,0,IF(ROW(B158)>ROW($B$30),OFFSET(INDIRECT(ADDRESS(ROW(), COLUMN())),-1,0)+$O$15*D158*V471,IF(ROW(B158)=ROW($B$30),$O$15*D158*V471,0))))","v":0},{"$f":"IF(B158<$O$5,0,IF(C158*$X$341>$O$8,$O$8,C158*$X$341))","v":20000},{"$f":"IF(B158>$O$6,0,IF(B158<$O$5,0,IF(ROW(B158)>ROW($B$30),OFFSET(INDIRECT(ADDRESS(ROW(), COLUMN())),-1,0)+$O$15*D158*X471,IF(ROW(B158)=ROW($B$30),$O$15*D158*X471,0))))","v":0},{"$f":"IF(B158<$O$5,0,IF(C158*$Z$341>$O$8,$O$8,C158*$Z$341))","v":20000},{"$f":"IF(B158>$O$6,0,IF(B158<$O$5,0,IF(ROW(B158)>ROW($B$30),OFFSET(INDIRECT(ADDRESS(ROW(), COLUMN())),-1,0)+$O$15*D158*Z471,IF(ROW(B158)=ROW($B$30),$O$15*D158*Z471,0))))","v":0},{"$f":"IF(B158<$O$5,0,IF(C158*$AB$341>$O$8,$O$8,C158*$AB$341))","v":20000},{"$f":"IF(B158>$O$6,0,IF(B158<$O$5,0,IF(ROW(B158)>ROW($B$30),OFFSET(INDIRECT(ADDRESS(ROW(), COLUMN())),-1,0)+$O$15*D158*AB471,IF(ROW(B158)=ROW($B$30),$O$15*D158*AB471,0))))","v":0},{"$f":"IF(B158<$O$5,0,IF(C158*$AD$341>$O$8,$O$8,C158*$AD$341))","v":20000},{"$f":"IF(B158>$O$6,0,IF(B158<$O$5,0,IF(ROW(B158)>ROW($B$30),OFFSET(INDIRECT(ADDRESS(ROW(), COLUMN())),-1,0)+$O$15*D158*AD471,IF(ROW(B158)=ROW($B$30),$O$15*D158*AD471,0))))","v":0}]
[null,20000,0,20000,0,20000,0,20000,0,20000,0,20000,0,20000,0,20000,0,20000,0,20000,0,20000,0,20000,0,20000,0,20000,0,20000,0]
[null,20000,0,20000,0,20000,0,20000,0,20000,0,20000,0,20000,0,20000,0,20000,0,20000,0,20000,0,20000,0,20000,0,20000,0,20000,0]
[null,20000,0,20000,0,20000,0,20000,0,20000,0,20000,0,20000,0,20000,0,20000,0,20000,0,20000,0,20000,0,20000,0,20000,0,20000,0]
[null,20000,0,20000,0,20000,0,20000,0,20000,0,20000,0,20000,0,20000,0,20000,0,20000,0,20000,0,20000,0,20000,0,20000,0,20000,0]
[null,20000,0,20000,0,20000,0,20000,0,20000,0,20000,0,20000,0,20000,0,20000,0,20000,0,20000,0,20000,0,20000,0,20000,0,20000,0]
[null,20000,0,20000,0,20000,0,20000,0,20000,0,20000,0,20000,0,20000,0,20000,0,20000,0,20000,0,20000,0,20000,0,20000,0,20000,0]
[null,20000,0,20000,0,20000,0,20000,0,20000,0,20000,0,20000,0,20000,0,20000,0,20000,0,20000,0,20000,0,20000,0,20000,0,20000,0]
[null,20000,0,20000,0,20000,0,20000,0,20000,0,20000,0,20000,0,20000,0,20000,0,20000,0,20000,0,20000,0,20000,0,20000,0,20000,0]
[null,20000,0,20000,0,20000,0,20000,0,20000,0,20000,0,20000,0,20000,0,20000,0,20000,0,20000,0,20000,0,20000,0,20000,0,20000,0]
[null,20000,0,20000,0,20000,0,20000,0,20000,0,20000,0,20000,0,20000,0,20000,0,20000,0,20000,0,20000,0,20000,0,20000,0,20000,0]
[null,20000,0,20000,0,20000,0,20000,0,20000,0,20000,0,20000,0,20000,0,20000,0,20000,0,20000,0,20000,0,20000,0,20000,0,20000,0]
[null,20000,0,20000,0,20000,0,20000,0,20000,0,20000,0,20000,0,20000,0,20000,0,20000,0,20000,0,20000,0,20000,0,20000,0,20000,0]
[null,20000,0,20000,0,20000,0,20000,0,20000,0,20000,0,20000,0,20000,0,20000,0,20000,0,20000,0,20000,0,20000,0,20000,0,20000,0]
[null,20000,0,20000,0,20000,0,20000,0,20000,0,20000,0,20000,0,20000,0,20000,0,20000,0,20000,0,20000,0,20000,0,20000,0,20000,0]
[null,20000,0,20000,0,20000,0,20000,0,20000,0,20000,0,20000,0,20000,0,20000,0,20000,0,20000,0,20000,0,20000,0,20000,0,20000,0]
[null,20000,0,20000,0,20000,0,20000,0,20000,0,20000,0,20000,0,20000,0,20000,0,20000,0,20000,0,20000,0,20000,0,20000,0,20000,0]
[null,20000,0,20000,0,20000,0,20000,0,20000,0,20000,0,20000,0,20000,0,20000,0,20000,0,20000,0,20000,0,20000,0,20000,0,20000,0]
[null,20000,0,20000,0,20000,0,20000,0,20000,0,20000,0,20000,0,20000,0,20000,0,20000,0,20000,0,20000,0,20000,0,20000,0,20000,0]
[null,20000,0,20000,0,20000,0,20000,0,20000,0,20000,0,20000,0,20000,0,20000,0,20000,0,20000,0,20000,0,20000,0,20000,0,20000,0]
[null,20000,0,20000,0,20000,0,20000,0,20000,0,20000,0,20000,0,20000,0,20000,0,20000,0,20000,0,20000,0,20000,0,20000,0,20000,0]
[null,20000,0,20000,0,20000,0,20000,0,20000,0,20000,0,20000,0,20000,0,20000,0,20000,0,20000,0,20000,0,20000,0,20000,0,20000,0]
[null,20000,0,20000,0,20000,0,20000,0,20000,0,20000,0,20000,0,20000,0,20000,0,20000,0,20000,0,20000,0,20000,0,20000,0,20000,0]
[null,20000,0,20000,0,20000,0,20000,0,20000,0,20000,0,20000,0,20000,0,20000,0,20000,0,20000,0,20000,0,20000,0,20000,0,20000,0]
[null,20000,0,20000,0,20000,0,20000,0,20000,0,20000,0,20000,0,20000,0,20000,0,20000,0,20000,0,20000,0,20000,0,20000,0,20000,0]
[null,20000,0,20000,0,20000,0,20000,0,20000,0,20000,0,20000,0,20000,0,20000,0,20000,0,20000,0,20000,0,20000,0,20000,0,20000,0]
[null,20000,0,20000,0,20000,0,20000,0,20000,0,20000,0,20000,0,20000,0,20000,0,20000,0,20000,0,20000,0,20000,0,20000,0,20000,0]
[null,20000,0,20000,0,20000,0,20000,0,20000,0,20000,0,20000,0,20000,0,20000,0,20000,0,20000,0,20000,0,20000,0,20000,0,20000,0]
[null,20000,0,20000,0,20000,0,20000,0,20000,0,20000,0,20000,0,20000,0,20000,0,20000,0,20000,0,20000,0,20000,0,20000,0,20000,0]
[null,20000,0,20000,0,20000,0,20000,0,20000,0,20000,0,20000,0,20000,0,20000,0,20000,0,20000,0,20000,0,20000,0,20000,0,20000,0]
[null,20000,0,20000,0,20000,0,20000,0,20000,0,20000,0,20000,0,20000,0,20000,0,20000,0,20000,0,20000,0,20000,0,20000,0,20000,0]
[null,20000,0,20000,0,20000,0,20000,0,20000,0,20000,0,20000,0,20000,0,20000,0,20000,0,20000,0,20000,0,20000,0,20000,0,20000,0]
[null,20000,0,20000,0,20000,0,20000,0,20000,0,20000,0,20000,0,20000,0,20000,0,20000,0,20000,0,20000,0,20000,0,20000,0,20000,0]
[null,20000,0,20000,0,20000,0,20000,0,20000,0,20000,0,20000,0,20000,0,20000,0,20000,0,20000,0,20000,0,20000,0,20000,0,20000,0]
[null,20000,0,20000,0,20000,0,20000,0,20000,0,20000,0,20000,0,20000,0,20000,0,20000,0,20000,0,20000,0,20000,0,20000,0,20000,0]
[null,20000,0,20000,0,20000,0,20000,0,20000,0,20000,0,20000,0,20000,0,20000,0,20000,0,20000,0,20000,0,20000,0,20000,0,20000,0]
[null,20000,0,20000,0,20000,0,20000,0,20000,0,20000,0,20000,0,20000,0,20000,0,20000,0,20000,0,20000,0,20000,0,20000,0,20000,0]
[null,20000,0,20000,0,20000,0,20000,0,20000,0,20000,0,20000,0,20000,0,20000,0,20000,0,20000,0,20000,0,20000,0,20000,0,20000,0]
[null,20000,0,20000,0,20000,0,20000,0,20000,0,20000,0,20000,0,20000,0,20000,0,20000,0,20000,0,20000,0,20000,0,20000,0,20000,0]
[null,20000,0,20000,0,20000,0,20000,0,20000,0,20000,0,20000,0,20000,0,20000,0,20000,0,20000,0,20000,0,20000,0,20000,0,20000,0]
[null,20000,0,20000,0,20000,0,20000,0,20000,0,20000,0,20000,0,20000,0,20000,0,20000,0,20000,0,20000,0,20000,0,20000,0,20000,0]
[null,20000,0,20000,0,20000,0,20000,0,20000,0,20000,0,20000,0,20000,0,20000,0,20000,0,20000,0,20000,0,20000,0,20000,0,20000,0]
[null,20000,0,20000,0,20000,0,20000,0,20000,0,20000,0,20000,0,20000,0,20000,0,20000,0,20000,0,20000,0,20000,0,20000,0,20000,0]
[null,20000,0,20000,0,20000,0,20000,0,20000,0,20000,0,20000,0,20000,0,20000,0,20000,0,20000,0,20000,0,20000,0,20000,0,20000,0]
[null,20000,0,20000,0,20000,0,20000,0,20000,0,20000,0,20000,0,20000,0,20000,0,20000,0,20000,0,20000,0,20000,0,20000,0,20000,0]
[null,20000,0,20000,0,20000,0,20000,0,20000,0,20000,0,20000,0,20000,0,20000,0,20000,0,20000,0,20000,0,20000,0,20000,0,20000,0]
[null,20000,0,20000,0,20000,0,20000,0,20000,0,20000,0,20000,0,20000,0,20000,0,20000,0,20000,0,20000,0,20000,0,20000,0,20000,0]
[null,20000,0,20000,0,20000,0,20000,0,20000,0,20000,0,20000,0,20000,0,20000,0,20000,0,20000,0,20000,0,20000,0,20000,0,20000,0]
[null,20000,0,20000,0,20000,0,20000,0,20000,0,20000,0,20000,0,20000,0,20000,0,20000,0,20000,0,20000,0,20000,0,20000,0,20000,0]
[null,20000,0,20000,0,20000,0,20000,0,20000,0,20000,0,20000,0,20000,0,20000,0,20000,0,20000,0,20000,0,20000,0,20000,0,20000,0]
[null,20000,0,20000,0,20000,0,20000,0,20000,0,20000,0,20000,0,20000,0,20000,0,20000,0,20000,0,20000,0,20000,0,20000,0,20000,0]
[null,20000,0,20000,0,20000,0,20000,0,20000,0,20000,0,20000,0,20000,0,20000,0,20000,0,20000,0,20000,0,20000,0,20000,0,20000,0]
[null,20000,0,20000,0,20000,0,20000,0,20000,0,20000,0,20000,0,20000,0,20000,0,20000,0,20000,0,20000,0,20000,0,20000,0,20000,0]
[null,20000,0,20000,0,20000,0,20000,0,20000,0,20000,0,20000,0,20000,0,20000,0,20000,0,20000,0,20000,0,20000,0,20000,0,20000,0]
[null,20000,0,20000,0,20000,0,20000,0,20000,0,20000,0,20000,0,20000,0,20000,0,20000,0,20000,0,20000,0,20000,0,20000,0,20000,0]
[null,20000,0,20000,0,20000,0,20000,0,20000,0,20000,0,20000,0,20000,0,20000,0,20000,0,20000,0,20000,0,20000,0,20000,0,20000,0]
[null,20000,0,20000,0,20000,0,20000,0,20000,0,20000,0,20000,0,20000,0,20000,0,20000,0,20000,0,20000,0,20000,0,20000,0,20000,0]
[null,20000,0,20000,0,20000,0,20000,0,20000,0,20000,0,20000,0,20000,0,20000,0,20000,0,20000,0,20000,0,20000,0,20000,0,20000,0]
[null,20000,0,20000,0,20000,0,20000,0,20000,0,20000,0,20000,0,20000,0,20000,0,20000,0,20000,0,20000,0,20000,0,20000,0,20000,0]
[null,20000,0,20000,0,20000,0,20000,0,20000,0,20000,0,20000,0,20000,0,20000,0,20000,0,20000,0,20000,0,20000,0,20000,0,20000,0]
[null,20000,0,20000,0,20000,0,20000,0,20000,0,20000,0,20000,0,20000,0,20000,0,20000,0,20000,0,20000,0,20000,0,20000,0,20000,0]
[null,20000,0,20000,0,20000,0,20000,0,20000,0,20000,0,20000,0,20000,0,20000,0,20000,0,20000,0,20000,0,20000,0,20000,0,20000,0]
[null,20000,0,20000,0,20000,0,20000,0,20000,0,20000,0,20000,0,20000,0,20000,0,20000,0,20000,0,20000,0,20000,0,20000,0,20000,0]
[null,20000,0,20000,0,20000,0,20000,0,20000,0,20000,0,20000,0,20000,0,20000,0,20000,0,20000,0,20000,0,20000,0,20000,0,20000,0]
[null,{"$f":"IF(B222<$O$5,0,IF(C222*$B$341>$O$8,$O$8,C222*$B$341))","v":20000},{"$f":"IF(B222>$O$6,0,IF(B222<$O$5,0,IF(ROW(B222)>ROW($B$30),OFFSET(INDIRECT(ADDRESS(ROW(), COLUMN())),-1,0)+$O$15*D222*B535,IF(ROW(B222)=ROW($B$30),$O$15*D222*B535,0))))","v":0},{"$f":"IF(B222<$O$5,0,IF(C222*$D$341>$O$8,$O$8,C222*$D$341))","v":20000},{"$f":"IF(B222>$O$6,0,IF(B222<$O$5,0,IF(ROW(B222)>ROW($B$30),OFFSET(INDIRECT(ADDRESS(ROW(), COLUMN())),-1,0)+$O$15*D222*D535,IF(ROW(B222)=ROW($B$30),$O$15*D222*D535,0))))","v":0},{"$f":"IF(B222<$O$5,0,IF(C222*$F$341>$O$8,$O$8,C222*$F$341))","v":20000},{"$f":"IF(B222>$O$6,0,IF(B222<$O$5,0,IF(ROW(B222)>ROW($B$30),OFFSET(INDIRECT(ADDRESS(ROW(), COLUMN())),-1,0)+$O$15*D222*F535,IF(ROW(B222)=ROW($B$30),$O$15*D222*F535,0))))","v":0},{"$f":"IF(B222<$O$5,0,IF(C222*$H$341>$O$8,$O$8,C222*$H$341))","v":20000},{"$f":"IF(B222>$O$6,0,IF(B222<$O$5,0,IF(ROW(B222)>ROW($B$30),OFFSET(INDIRECT(ADDRESS(ROW(), COLUMN())),-1,0)+$O$15*D222*H535,IF(ROW(B222)=ROW($B$30),$O$15*D222*H535,0))))","v":0},{"$f":"IF(B222<$O$5,0,IF(C222*$J$341>$O$8,$O$8,C222*$J$341))","v":20000},{"$f":"IF(B222>$O$6,0,IF(B222<$O$5,0,IF(ROW(B222)>ROW($B$30),OFFSET(INDIRECT(ADDRESS(ROW(), COLUMN())),-1,0)+$O$15*D222*J535,IF(ROW(B222)=ROW($B$30),$O$15*D222*J535,0))))","v":0},{"$f":"IF(B222<$O$5,0,IF(C222*$L$341>$O$8,$O$8,C222*$L$341))","v":20000},{"$f":"IF(B222>$O$6,0,IF(B222<$O$5,0,IF(ROW(B222)>ROW($B$30),OFFSET(INDIRECT(ADDRESS(ROW(), COLUMN())),-1,0)+$O$15*D222*L535,IF(ROW(B222)=ROW($B$30),$O$15*D222*L535,0))))","v":0},{"$f":"IF(B222<$O$5,0,IF(C222*$N$341>$O$8,$O$8,C222*$N$341))","v":20000},{"$f":"IF(B222>$O$6,0,IF(B222<$O$5,0,IF(ROW(B222)>ROW($B$30),OFFSET(INDIRECT(ADDRESS(ROW(), COLUMN())),-1,0)+$O$15*D222*N535,IF(ROW(B222)=ROW($B$30),$O$15*D222*N535,0))))","v":0},{"$f":"IF(B222<$O$5,0,IF(C222*$P$341>$O$8,$O$8,C222*$P$341))","v":20000},{"$f":"IF(B222>$O$6,0,IF(B222<$O$5,0,IF(ROW(B222)>ROW($B$30),OFFSET(INDIRECT(ADDRESS(ROW(), COLUMN())),-1,0)+$O$15*D222*P535,IF(ROW(B222)=ROW($B$30),$O$15*D222*P535,0))))","v":0},{"$f":"IF(B222<$O$5,0,IF(C222*$R$341>$O$8,$O$8,C222*$R$341))","v":20000},{"$f":"IF(B222>$O$6,0,IF(B222<$O$5,0,IF(ROW(B222)>ROW($B$30),OFFSET(INDIRECT(ADDRESS(ROW(), COLUMN())),-1,0)+$O$15*D222*R535,IF(ROW(B222)=ROW($B$30),$O$15*D222*R535,0))))","v":0},{"$f":"IF(B222<$O$5,0,IF(C222*$T$341>$O$8,$O$8,C222*$T$341))","v":20000},{"$f":"IF(B222>$O$6,0,IF(B222<$O$5,0,IF(ROW(B222)>ROW($B$30),OFFSET(INDIRECT(ADDRESS(ROW(), COLUMN())),-1,0)+$O$15*D222*T535,IF(ROW(B222)=ROW($B$30),$O$15*D222*T535,0))))","v":0},{"$f":"IF(B222<$O$5,0,IF(C222*$V$341>$O$8,$O$8,C222*$V$341))","v":20000},{"$f":"IF(B222>$O$6,0,IF(B222<$O$5,0,IF(ROW(B222)>ROW($B$30),OFFSET(INDIRECT(ADDRESS(ROW(), COLUMN())),-1,0)+$O$15*D222*V535,IF(ROW(B222)=ROW($B$30),$O$15*D222*V535,0))))","v":0},{"$f":"IF(B222<$O$5,0,IF(C222*$X$341>$O$8,$O$8,C222*$X$341))","v":20000},{"$f":"IF(B222>$O$6,0,IF(B222<$O$5,0,IF(ROW(B222)>ROW($B$30),OFFSET(INDIRECT(ADDRESS(ROW(), COLUMN())),-1,0)+$O$15*D222*X535,IF(ROW(B222)=ROW($B$30),$O$15*D222*X535,0))))","v":0},{"$f":"IF(B222<$O$5,0,IF(C222*$Z$341>$O$8,$O$8,C222*$Z$341))","v":20000},{"$f":"IF(B222>$O$6,0,IF(B222<$O$5,0,IF(ROW(B222)>ROW($B$30),OFFSET(INDIRECT(ADDRESS(ROW(), COLUMN())),-1,0)+$O$15*D222*Z535,IF(ROW(B222)=ROW($B$30),$O$15*D222*Z535,0))))","v":0},{"$f":"IF(B222<$O$5,0,IF(C222*$AB$341>$O$8,$O$8,C222*$AB$341))","v":20000},{"$f":"IF(B222>$O$6,0,IF(B222<$O$5,0,IF(ROW(B222)>ROW($B$30),OFFSET(INDIRECT(ADDRESS(ROW(), COLUMN())),-1,0)+$O$15*D222*AB535,IF(ROW(B222)=ROW($B$30),$O$15*D222*AB535,0))))","v":0},{"$f":"IF(B222<$O$5,0,IF(C222*$AD$341>$O$8,$O$8,C222*$AD$341))","v":20000},{"$f":"IF(B222>$O$6,0,IF(B222<$O$5,0,IF(ROW(B222)>ROW($B$30),OFFSET(INDIRECT(ADDRESS(ROW(), COLUMN())),-1,0)+$O$15*D222*AD535,IF(ROW(B222)=ROW($B$30),$O$15*D222*AD535,0))))","v":0}]
[null,20000,0,20000,0,20000,0,20000,0,20000,0,20000,0,20000,0,20000,0,20000,0,20000,0,20000,0,20000,0,20000,0,20000,0,20000,0]
[null,20000,0,20000,0,20000,0,20000,0,20000,0,20000,0,20000,0,20000,0,20000,0,20000,0,20000,0,20000,0,20000,0,20000,0,20000,0]
[null,20000,0,20000,0,20000,0,20000,0,20000,0,20000,0,20000,0,20000,0,20000,0,20000,0,20000,0,20000,0,20000,0,20000,0,20000,0]
[null,20000,0,20000,0,20000,0,20000,0,20000,0,20000,0,20000,0,20000,0,20000,0,20000,0,20000,0,20000,0,20000,0,20000,0,20000,0]
[null,20000,0,20000,0,20000,0,20000,0,20000,0,20000,0,20000,0,20000,0,20000,0,20000,0,20000,0,20000,0,20000,0,20000,0,20000,0]
[null,20000,0,20000,0,20000,0,20000,0,20000,0,20000,0,20000,0,20000,0,20000,0,20000,0,20000,0,20000,0,20000,0,20000,0,20000,0]
[null,20000,0,20000,0,20000,0,20000,0,20000,0,20000,0,20000,0,20000,0,20000,0,20000,0,20000,0,20000,0,20000,0,20000,0,20000,0]
[null,20000,0,20000,0,20000,0,20000,0,20000,0,20000,0,20000,0,20000,0,20000,0,20000,0,20000,0,20000,0,20000,0,20000,0,20000,0]
[null,20000,0,20000,0,20000,0,20000,0,20000,0,20000,0,20000,0,20000,0,20000,0,20000,0,20000,0,20000,0,20000,0,20000,0,20000,0]
[null,20000,0,20000,0,20000,0,20000,0,20000,0,20000,0,20000,0,20000,0,20000,0,20000,0,20000,0,20000,0,20000,0,20000,0,20000,0]
[null,20000,0,20000,0,20000,0,20000,0,20000,0,20000,0,20000,0,20000,0,20000,0,20000,0,20000,0,20000,0,20000,0,20000,0,20000,0]
[null,20000,0,20000,0,20000,0,20000,0,20000,0,20000,0,20000,0,20000,0,20000,0,20000,0,20000,0,20000,0,20000,0,20000,0,20000,0]
[null,20000,0,20000,0,20000,0,20000,0,20000,0,20000,0,20000,0,20000,0,20000,0,20000,0,20000,0,20000,0,20000,0,20000,0,20000,0]
[null,20000,0,20000,0,20000,0,20000,0,20000,0,20000,0,20000,0,20000,0,20000,0,20000,0,20000,0,20000,0,20000,0,20000,0,20000,0]
[null,20000,0,20000,0,20000,0,20000,0,20000,0,20000,0,20000,0,20000,0,20000,0,20000,0,20000,0,20000,0,20000,0,20000,0,20000,0]
[null,20000,0,20000,0,20000,0,20000,0,20000,0,20000,0,20000,0,20000,0,20000,0,20000,0,20000,0,20000,0,20000,0,20000,0,20000,0]
[null,20000,0,20000,0,20000,0,20000,0,20000,0,20000,0,20000,0,20000,0,20000,0,20000,0,20000,0,20000,0,20000,0,20000,0,20000,0]
[null,20000,0,20000,0,20000,0,20000,0,20000,0,20000,0,20000,0,20000,0,20000,0,20000,0,20000,0,20000,0,20000,0,20000,0,20000,0]
[null,20000,0,20000,0,20000,0,20000,0,20000,0,20000,0,20000,0,20000,0,20000,0,20000,0,20000,0,20000,0,20000,0,20000,0,20000,0]
[null,20000,0,20000,0,20000,0,20000,0,20000,0,20000,0,20000,0,20000,0,20000,0,20000,0,20000,0,20000,0,20000,0,20000,0,20000,0]
[null,20000,0,20000,0,20000,0,20000,0,20000,0,20000,0,20000,0,20000,0,20000,0,20000,0,20000,0,20000,0,20000,0,20000,0,20000,0]
[null,20000,0,20000,0,20000,0,20000,0,20000,0,20000,0,20000,0,20000,0,20000,0,20000,0,20000,0,20000,0,20000,0,20000,0,20000,0]
[null,20000,0,20000,0,20000,0,20000,0,20000,0,20000,0,20000,0,20000,0,20000,0,20000,0,20000,0,20000,0,20000,0,20000,0,20000,0]
[null,20000,0,20000,0,20000,0,20000,0,20000,0,20000,0,20000,0,20000,0,20000,0,20000,0,20000,0,20000,0,20000,0,20000,0,20000,0]
[null,20000,0,20000,0,20000,0,20000,0,20000,0,20000,0,20000,0,20000,0,20000,0,20000,0,20000,0,20000,0,20000,0,20000,0,20000,0]
[null,20000,0,20000,0,20000,0,20000,0,20000,0,20000,0,20000,0,20000,0,20000,0,20000,0,20000,0,20000,0,20000,0,20000,0,20000,0]
[null,20000,0,20000,0,20000,0,20000,0,20000,0,20000,0,20000,0,20000,0,20000,0,20000,0,20000,0,20000,0,20000,0,20000,0,20000,0]
[null,20000,0,20000,0,20000,0,20000,0,20000,0,20000,0,20000,0,20000,0,20000,0,20000,0,20000,0,20000,0,20000,0,20000,0,20000,0]
[null,20000,0,20000,0,20000,0,20000,0,20000,0,20000,0,20000,0,20000,0,20000,0,20000,0,20000,0,20000,0,20000,0,20000,0,20000,0]
[null,20000,0,20000,0,20000,0,20000,0,20000,0,20000,0,20000,0,20000,0,20000,0,20000,0,20000,0,20000,0,20000,0,20000,0,20000,0]
[null,20000,0,20000,0,20000,0,20000,0,20000,0,20000,0,20000,0,20000,0,20000,0,20000,0,20000,0,20000,0,20000,0,20000,0,20000,0]
[null,20000,0,20000,0,20000,0,20000,0,20000,0,20000,0,20000,0,20000,0,20000,0,20000,0,20000,0,20000,0,20000,0,20000,0,20000,0]
[null,20000,0,20000,0,20000,0,20000,0,20000,0,20000,0,20000,0,20000,0,20000,0,20000,0,20000,0,20000,0,20000,0,20000,0,20000,0]
[null,20000,0,20000,0,20000,0,20000,0,20000,0,20000,0,20000,0,20000,0,20000,0,20000,0,20000,0,20000,0,20000,0,20000,0,20000,0]
[null,20000,0,20000,0,20000,0,20000,0,20000,0,20000,0,20000,0,20000,0,20000,0,20000,0,20000,0,20000,0,20000,0,20000,0,20000,0]
[null,20000,0,20000,0,20000,0,20000,0,20000,0,20000,0,20000,0,20000,0,20000,0,20000,0,20000,0,20000,0,20000,0,20000,0,20000,0]
[null,20000,0,20000,0,20000,0,20000,0,20000,0,20000,0,20000,0,20000,0,20000,0,20000,0,20000,0,20000,0,20000,0,20000,0,20000,0]
[null,20000,0,20000,0,20000,0,20000,0,20000,0,20000,0,20000,0,20000,0,20000,0,20000,0,20000,0,20000,0,20000,0,20000,0,20000,0]
[null,20000,0,20000,0,20000,0,20000,0,20000,0,20000,0,20000,0,20000,0,20000,0,20000,0,20000,0,20000,0,20000,0,20000,0,20000,0]
[null,20000,0,20000,0,20000,0,20000,0,20000,0,20000,0,20000,0,20000,0,20000,0,20000,0,20000,0,20000,0,20000,0,20000,0,20000,0]
[null,20000,0,20000,0,20000,0,20000,0,20000,0,20000,0,20000,0,20000,0,20000,0,20000,0,20000,0,20000,0,20000,0,20000,0,20000,0]
[null,20000,0,20000,0,20000,0,20000,0,20000,0,20000,0,20000,0,20000,0,20000,0,20000,0,20000,0,20000,0,20000,0,20000,0,20000,0]
[null,20000,0,20000,0,20000,0,20000,0,20000,0,20000,0,20000,0,20000,0,20000,0,20000,0,20000,0,20000,0,20000,0,20000,0,20000,0]
[null,20000,0,20000,0,20000,0,20000,0,20000,0,20000,0,20000,0,20000,0,20000,0,20000,0,20000,0,20000,0,20000,0,20000,0,20000,0]
[null,20000,0,20000,0,20000,0,20000,0,20000,0,20000,0,20000,0,20000,0,20000,0,20000,0,20000,0,20000,0,20000,0,20000,0,20000,0]
[null,20000,0,20000,0,20000,0,20000,0,20000,0,20000,0,20000,0,20000,0,20000,0,20000,0,20000,0,20000,0,20000,0,20000,0,20000,0]
[null,20000,0,20000,0,20000,0,20000,0,20000,0,20000,0,20000,0,20000,0,20000,0,20000,0,20000,0,20000,0,20000,0,20000,0,20000,0]
[null,20000,0,20000,0,20000,0,20000,0,20000,0,20000,0,20000,0,20000,0,20000,0,20000,0,20000,0,20000,0,20000,0,20000,0,20000,0]
[null,20000,0,20000,0,20000,0,20000,0,20000,0,20000,0,20000,0,20000,0,20000,0,20000,0,20000,0,20000,0,20000,0,20000,0,20000,0]
[null,20000,0,20000,0,20000,0,20000,0,20000,0,20000,0,20000,0,20000,0,20000,0,20000,0,20000,0,20000,0,20000,0,20000,0,20000,0]
[null,20000,0,20000,0,20000,0,20000,0,20000,0,20000,0,20000,0,20000,0,20000,0,20000,0,20000,0,20000,0,20000,0,20000,0,20000,0]
[null,20000,0,20000,0,20000,0,20000,0,20000,0,20000,0,20000,0,20000,0,20000,0,20000,0,20000,0,20000,0,20000,0,20000,0,20000,0]
[null,20000,0,20000,0,20000,0,20000,0,20000,0,20000,0,20000,0,20000,0,20000,0,20000,0,20000,0,20000,0,20000,0,20000,0,20000,0]
[null,20000,0,20000,0,20000,0,20000,0,20000,0,20000,0,20000,0,20000,0,20000,0,20000,0,20000,0,20000,0,20000,0,20000,0,20000,0]
[null,20000,0,20000,0,20000,0,20000,0,20000,0,20000,0,20000,0,20000,0,20000,0,20000,0,20000,0,20000,0,20000,0,20000,0,20000,0]
[null,20000,0,20000,0,20000,0,20000,0,20000,0,20000,0,20000,0,20000,0,20000,0,20000,0,20000,0,20000,0,20000,0,20000,0,20000,0]
[null,20000,0,20000,0,20000,0,20000,0,20000,0,20000,0,20000,0,20000,0,20000,0,20000,0,20000,0,20000,0,20000,0,20000,0,20000,0]
[null,20000,0,20000,0,20000,0,20000,0,20000,0,20000,0,20000,0,20000,0,20000,0,20000,0,20000,0,20000,0,20000,0,20000,0,20000,0]
[null,20000,0,20000,0,20000,0,20000,0,20000,0,20000,0,20000,0,20000,0,20000,0,20000,0,20000,0,20000,0,20000,0,20000,0,20000,0]
[null,20000,0,20000,0,20000,0,20000,0,20000,0,20000,0,20000,0,20000,0,20000,0,20000,0,20000,0,20000,0,20000,0,20000,0,20000,0]
[null,20000,0,20000,0,20000,0,20000,0,20000,0,20000,0,20000,0,20000,0,20000,0,20000,0,20000,0,20000,0,20000,0,20000,0,20000,0]
[null,20000,0,20000,0,20000,0,20000,0,20000,0,20000,0,20000,0,20000,0,20000,0,20000,0,20000,0,20000,0,20000,0,20000,0,20000,0]
[null,20000,0,20000,0,20000,0,20000,0,20000,0,20000,0,20000,0,20000,0,20000,0,20000,0,20000,0,20000,0,20000,0,20000,0,20000,0]
[null,{"$f":"IF(B286<$O$5,0,IF(C286*$B$341>$O$8,$O$8,C286*$B$341))","v":20000},{"$f":"IF(B286>$O$6,0,IF(B286<$O$5,0,IF(ROW(B286)>ROW($B$30),OFFSET(INDIRECT(ADDRESS(ROW(), COLUMN())),-1,0)+$O$15*D286*B599,IF(ROW(B286)=ROW($B$30),$O$15*D286*B599,0))))","v":0},{"$f":"IF(B286<$O$5,0,IF(C286*$D$341>$O$8,$O$8,C286*$D$341))","v":20000},{"$f":"IF(B286>$O$6,0,IF(B286<$O$5,0,IF(ROW(B286)>ROW($B$30),OFFSET(INDIRECT(ADDRESS(ROW(), COLUMN())),-1,0)+$O$15*D286*D599,IF(ROW(B286)=ROW($B$30),$O$15*D286*D599,0))))","v":0},{"$f":"IF(B286<$O$5,0,IF(C286*$F$341>$O$8,$O$8,C286*$F$341))","v":20000},{"$f":"IF(B286>$O$6,0,IF(B286<$O$5,0,IF(ROW(B286)>ROW($B$30),OFFSET(INDIRECT(ADDRESS(ROW(), COLUMN())),-1,0)+$O$15*D286*F599,IF(ROW(B286)=ROW($B$30),$O$15*D286*F599,0))))","v":0},{"$f":"IF(B286<$O$5,0,IF(C286*$H$341>$O$8,$O$8,C286*$H$341))","v":20000},{"$f":"IF(B286>$O$6,0,IF(B286<$O$5,0,IF(ROW(B286)>ROW($B$30),OFFSET(INDIRECT(ADDRESS(ROW(), COLUMN())),-1,0)+$O$15*D286*H599,IF(ROW(B286)=ROW($B$30),$O$15*D286*H599,0))))","v":0},{"$f":"IF(B286<$O$5,0,IF(C286*$J$341>$O$8,$O$8,C286*$J$341))","v":20000},{"$f":"IF(B286>$O$6,0,IF(B286<$O$5,0,IF(ROW(B286)>ROW($B$30),OFFSET(INDIRECT(ADDRESS(ROW(), COLUMN())),-1,0)+$O$15*D286*J599,IF(ROW(B286)=ROW($B$30),$O$15*D286*J599,0))))","v":0},{"$f":"IF(B286<$O$5,0,IF(C286*$L$341>$O$8,$O$8,C286*$L$341))","v":20000},{"$f":"IF(B286>$O$6,0,IF(B286<$O$5,0,IF(ROW(B286)>ROW($B$30),OFFSET(INDIRECT(ADDRESS(ROW(), COLUMN())),-1,0)+$O$15*D286*L599,IF(ROW(B286)=ROW($B$30),$O$15*D286*L599,0))))","v":0},{"$f":"IF(B286<$O$5,0,IF(C286*$N$341>$O$8,$O$8,C286*$N$341))","v":20000},{"$f":"IF(B286>$O$6,0,IF(B286<$O$5,0,IF(ROW(B286)>ROW($B$30),OFFSET(INDIRECT(ADDRESS(ROW(), COLUMN())),-1,0)+$O$15*D286*N599,IF(ROW(B286)=ROW($B$30),$O$15*D286*N599,0))))","v":0},{"$f":"IF(B286<$O$5,0,IF(C286*$P$341>$O$8,$O$8,C286*$P$341))","v":20000},{"$f":"IF(B286>$O$6,0,IF(B286<$O$5,0,IF(ROW(B286)>ROW($B$30),OFFSET(INDIRECT(ADDRESS(ROW(), COLUMN())),-1,0)+$O$15*D286*P599,IF(ROW(B286)=ROW($B$30),$O$15*D286*P599,0))))","v":0},{"$f":"IF(B286<$O$5,0,IF(C286*$R$341>$O$8,$O$8,C286*$R$341))","v":20000},{"$f":"IF(B286>$O$6,0,IF(B286<$O$5,0,IF(ROW(B286)>ROW($B$30),OFFSET(INDIRECT(ADDRESS(ROW(), COLUMN())),-1,0)+$O$15*D286*R599,IF(ROW(B286)=ROW($B$30),$O$15*D286*R599,0))))","v":0},{"$f":"IF(B286<$O$5,0,IF(C286*$T$341>$O$8,$O$8,C286*$T$341))","v":20000},{"$f":"IF(B286>$O$6,0,IF(B286<$O$5,0,IF(ROW(B286)>ROW($B$30),OFFSET(INDIRECT(ADDRESS(ROW(), COLUMN())),-1,0)+$O$15*D286*T599,IF(ROW(B286)=ROW($B$30),$O$15*D286*T599,0))))","v":0},{"$f":"IF(B286<$O$5,0,IF(C286*$V$341>$O$8,$O$8,C286*$V$341))","v":20000},{"$f":"IF(B286>$O$6,0,IF(B286<$O$5,0,IF(ROW(B286)>ROW($B$30),OFFSET(INDIRECT(ADDRESS(ROW(), COLUMN())),-1,0)+$O$15*D286*V599,IF(ROW(B286)=ROW($B$30),$O$15*D286*V599,0))))","v":0},{"$f":"IF(B286<$O$5,0,IF(C286*$X$341>$O$8,$O$8,C286*$X$341))","v":20000},{"$f":"IF(B286>$O$6,0,IF(B286<$O$5,0,IF(ROW(B286)>ROW($B$30),OFFSET(INDIRECT(ADDRESS(ROW(), COLUMN())),-1,0)+$O$15*D286*X599,IF(ROW(B286)=ROW($B$30),$O$15*D286*X599,0))))","v":0},{"$f":"IF(B286<$O$5,0,IF(C286*$Z$341>$O$8,$O$8,C286*$Z$341))","v":20000},{"$f":"IF(B286>$O$6,0,IF(B286<$O$5,0,IF(ROW(B286)>ROW($B$30),OFFSET(INDIRECT(ADDRESS(ROW(), COLUMN())),-1,0)+$O$15*D286*Z599,IF(ROW(B286)=ROW($B$30),$O$15*D286*Z599,0))))","v":0},{"$f":"IF(B286<$O$5,0,IF(C286*$AB$341>$O$8,$O$8,C286*$AB$341))","v":20000},{"$f":"IF(B286>$O$6,0,IF(B286<$O$5,0,IF(ROW(B286)>ROW($B$30),OFFSET(INDIRECT(ADDRESS(ROW(), COLUMN())),-1,0)+$O$15*D286*AB599,IF(ROW(B286)=ROW($B$30),$O$15*D286*AB599,0))))","v":0},{"$f":"IF(B286<$O$5,0,IF(C286*$AD$341>$O$8,$O$8,C286*$AD$341))","v":20000},{"$f":"IF(B286>$O$6,0,IF(B286<$O$5,0,IF(ROW(B286)>ROW($B$30),OFFSET(INDIRECT(ADDRESS(ROW(), COLUMN())),-1,0)+$O$15*D286*AD599,IF(ROW(B286)=ROW($B$30),$O$15*D286*AD599,0))))","v":0}]
[null,20000,0,20000,0,20000,0,20000,0,20000,0,20000,0,20000,0,20000,0,20000,0,20000,0,20000,0,20000,0,20000,0,20000,0,20000,0]
[null,20000,0,20000,0,20000,0,20000,0,20000,0,20000,0,20000,0,20000,0,20000,0,20000,0,20000,0,20000,0,20000,0,20000,0,20000,0]
[null,20000,0,20000,0,20000,0,20000,0,20000,0,20000,0,20000,0,20000,0,20000,0,20000,0,20000,0,20000,0,20000,0,20000,0,20000,0]
[null,20000,0,20000,0,20000,0,20000,0,20000,0,20000,0,20000,0,20000,0,20000,0,20000,0,20000,0,20000,0,20000,0,20000,0,20000,0]
[null,20000,0,20000,0,20000,0,20000,0,20000,0,20000,0,20000,0,20000,0,20000,0,20000,0,20000,0,20000,0,20000,0,20000,0,20000,0]
[null,20000,0,20000,0,20000,0,20000,0,20000,0,20000,0,20000,0,20000,0,20000,0,20000,0,20000,0,20000,0,20000,0,20000,0,20000,0]
[null,20000,0,20000,0,20000,0,20000,0,20000,0,20000,0,20000,0,20000,0,20000,0,20000,0,20000,0,20000,0,20000,0,20000,0,20000,0]
[null,20000,0,20000,0,20000,0,20000,0,20000,0,20000,0,20000,0,20000,0,20000,0,20000,0,20000,0,20000,0,20000,0,20000,0,20000,0]
[null,20000,0,20000,0,20000,0,20000,0,20000,0,20000,0,20000,0,20000,0,20000,0,20000,0,20000,0,20000,0,20000,0,20000,0,20000,0]
[null,20000,0,20000,0,20000,0,20000,0,20000,0,20000,0,20000,0,20000,0,20000,0,20000,0,20000,0,20000,0,20000,0,20000,0,20000,0]
[null,20000,0,20000,0,20000,0,20000,0,20000,0,20000,0,20000,0,20000,0,20000,0,20000,0,20000,0,20000,0,20000,0,20000,0,20000,0]
[null,20000,0,20000,0,20000,0,20000,0,20000,0,20000,0,20000,0,20000,0,20000,0,20000,0,20000,0,20000,0,20000,0,20000,0,20000,0]
[null,20000,0,20000,0,20000,0,20000,0,20000,0,20000,0,20000,0,20000,0,20000,0,20000,0,20000,0,20000,0,20000,0,20000,0,20000,0]
[null,20000,0,20000,0,20000,0,20000,0,20000,0,20000,0,20000,0,20000,0,20000,0,20000,0,20000,0,20000,0,20000,0,20000,0,20000,0]
[null,20000,0,20000,0,20000,0,20000,0,20000,0,20000,0,20000,0,20000,0,20000,0,20000,0,20000,0,20000,0,20000,0,20000,0,20000,0]
[null,20000,0,20000,0,20000,0,20000,0,20000,0,20000,0,20000,0,20000,0,20000,0,20000,0,20000,0,20000,0,20000,0,20000,0,20000,0]
[null,20000,0,20000,0,20000,0,20000,0,20000,0,20000,0,20000,0,20000,0,20000,0,20000,0,20000,0,20000,0,20000,0,20000,0,20000,0]
[null,20000,0,20000,0,20000,0,20000,0,20000,0,20000,0,20000,0,20000,0,20000,0,20000,0,20000,0,20000,0,20000,0,20000,0,20000,0]
[null,20000,0,20000,0,20000,0,20000,0,20000,0,20000,0,20000,0,20000,0,20000,0,20000,0,20000,0,20000,0,20000,0,20000,0,20000,0]
[null,20000,0,20000,0,20000,0,20000,0,20000,0,20000,0,20000,0,20000,0,20000,0,20000,0,20000,0,20000,0,20000,0,20000,0,20000,0]
[null,20000,0,20000,0,20000,0,20000,0,20000,0,20000,0,20000,0,20000,0,20000,0,20000,0,20000,0,20000,0,20000,0,20000,0,20000,0]
[null,20000,0,20000,0,20000,0,20000,0,20000,0,20000,0,20000,0,20000,0,20000,0,20000,0,20000,0,20000,0,20000,0,20000,0,20000,0]
[null,20000,0,20000,0,20000,0,20000,0,20000,0,20000,0,20000,0,20000,0,20000,0,20000,0,20000,0,20000,0,20000,0,20000,0,20000,0]
[null,20000,0,20000,0,20000,0,20000,0,20000,0,20000,0,20000,0,20000,0,20000,0,20000,0,20000,0,20000,0,20000,0,20000,0,20000,0]
[null,20000,0,20000,0,20000,0,20000,0,20000,0,20000,0,20000,0,20000,0,20000,0,20000,0,20000,0,20000,0,20000,0,20000,0,20000,0]
[null,20000,0,20000,0,20000,0,20000,0,20000,0,20000,0,20000,0,20000,0,20000,0,20000,0,20000,0,20000,0,20000,0,20000,0,20000,0]
[null,20000,0,20000,0,20000,0,20000,0,20000,0,20000,0,20000,0,20000,0,20000,0,20000,0,20000,0,20000,0,20000,0,20000,0,20000,0]
[null,20000,0,20000,0,20000,0,20000,0,20000,0,20000,0,20000,0,20000,0,20000,0,20000,0,20000,0,20000,0,20000,0,20000,0,20000,0]
[null,20000,0,20000,0,20000,0,20000,0,20000,0,20000,0,20000,0,20000,0,20000,0,20000,0,20000,0,20000,0,20000,0,20000,0,20000,0]
[null,20000,0,20000,0,20000,0,20000,0,20000,0,20000,0,20000,0,20000,0,20000,0,20000,0,20000,0,20000,0,20000,0,20000,0,20000,0]
[null,20000,0,20000,0,20000,0,20000,0,20000,0,20000,0,20000,0,20000,0,20000,0,20000,0,20000,0,20000,0,20000,0,20000,0,20000,0]
[null,20000,0,20000,0,20000,0,20000,0,20000,0,20000,0,20000,0,20000,0,20000,0,20000,0,20000,0,20000,0,20000,0,20000,0,20000,0]
[null,20000,0,20000,0,20000,0,20000,0,20000,0,20000,0,20000,0,20000,0,20000,0,20000,0,20000,0,20000,0,20000,0,20000,0,20000,0]
[null,20000,0,20000,0,20000,0,20000,0,20000,0,20000,0,20000,0,20000,0,20000,0,20000,0,20000,0,20000,0,20000,0,20000,0,20000,0]
[null,20000,0,20000,0,20000,0,20000,0,20000,0,20000,0,20000,0,20000,0,20000,0,20000,0,20000,0,20000,0,20000,0,20000,0,20000,0]
[null,20000,0,20000,0,20000,0,20000,0,20000,0,20000,0,20000,0,20000,0,20000,0,20000,0,20000,0,20000,0,20000,0,20000,0,20000,0]
[null,20000,0,20000,0,20000,0,20000,0,20000,0,20000,0,20000,0,20000,0,20000,0,20000,0,20000,0,20000,0,20000,0,20000,0,20000,0]
[null,20000,0,20000,0,20000,0,20000,0,20000,0,20000,0,20000,0,20000,0,20000,0,20000,0,20000,0,20000,0,20000,0,20000,0,20000,0]
[null,20000,0,20000,0,20000,0,20000,0,20000,0,20000,0,20000,0,20000,0,20000,0,20000,0,20000,0,20000,0,20000,0,20000,0,20000,0]
[null,20000,0,20000,0,20000,0,20000,0,20000,0,20000,0,20000,0,20000,0,20000,0,20000,0,20000,0,20000,0,20000,0,20000,0,20000,0]
[null,20000,0,20000,0,20000,0,20000,0,20000,0,20000,0,20000,0,20000,0,20000,0,20000,0,20000,0,20000,0,20000,0,20000,0,20000,0]
[null,20000,0,20000,0,20000,0,20000,0,20000,0,20000,0,20000,0,20000,0,20000,0,20000,0,20000,0,20000,0,20000,0,20000,0,20000,0]
[null,20000,0,20000,0,20000,0,20000,0,20000,0,20000,0,20000,0,20000,0,20000,0,20000,0,20000,0,20000,0,20000,0,20000,0,20000,0]
[null,20000,0,20000,0,20000,0,20000,0,20000,0,20000,0,20000,0,20000,0,20000,0,20000,0,20000,0,20000,0,20000,0,20000,0,20000,0]
[]
[]
[]
["Drawing the target LCOE front"]
["Meq",{"$f":"IF(($O$3*B653-$O$10)/($O$7*$O$4)<0,0.0001,($O$3*B653-$O$10)/($O$7*$O$4))","v":1E-4},null,{"$f":"IF(($O$3*D653-$O$10)/($O$7*$O$4)<0,0.0001,($O$3*D653-$O$10)/($O$7*$O$4))","v":1E-4},null,{"$f":"IF(($O$3*F653-$O$10)/($O$7*$O$4)<0,0.0001,($O$3*F653-$O$10)/($O$7*$O$4))","v":1E-4},null,{"$f":"IF(($O$3*H653-$O$10)/($O$7*$O$4)<0,0.0001,($O$3*H653-$O$10)/($O$7*$O$4))","v":1E-4},null,{"$f":"IF(($O$3*J653-$O$10)/($O$7*$O$4)<0,0.0001,($O$3*J653-$O$10)/($O$7*$O$4))","v":1808.2976325917248},null,{"$f":"IF(($O$3*L653-$O$10)/($O$7*$O$4)<0,0.0001,($O$3*L653-$O$10)/($O$7*$O$4))","v":4579.3964841054949},null,{"$f":"IF(($O$3*N653-$O$10)/($O$7*$O$4)<0,0.0001,($O$3*N653-$O$10)/($O$7*$O$4))","v":7416.9814894835326},null,{"$f":"IF(($O$3*P653-$O$10)/($O$7*$O$4)<0,0.0001,($O$3*P653-$O$10)/($O$7*$O$4))","v":10295.427504902524},null,{"$f":"IF(($O$3*R653-$O$10)/($O$7*$O$4)<0,0.0001,($O$3*R653-$O$10)/($O$7*$O$4))","v":13208.636252482049},null,{"$f":"IF(($O$3*T653-$O$10)/($O$7*$O$4)<0,0.0001,($O$3*T653-$O$10)/($O$7*$O$4))","v":16146.382686710427},null,{"$f":"IF(($O$3*V653-$O$10)/($O$7*$O$4)<0,0.0001,($O$3*V653-$O$10)/($O$7*$O$4))","v":19046.095248751742},null,21877.826628452567,null,24699.611631954645,null,27412.925111083572,null,30038.332534498459]
["M2",{"$f":"$C$11/B648","v":212058},null,{"$f":"$C$11/D648","v":212058},null,212058,null,212058,null,1.1726941194745134E-2,null,4.6306975326558088E-3,null,2.8590876261545889E-3,null,2.0597299130999782E-3,null,1.6054496160430791E-3,null,1.313346797945884E-3,null,{"$f":"$C$11/V648","v":1.1133935708627627E-3},null,{"$f":"$C$11/X648","v":9.6928275189919538E-4},null,{"$f":"$C$11/Z648","v":8.5854791224998072E-4},null,{"$f":"$C$11/AB648","v":7.7356939889009098E-4},null,{"$f":"$C$11/AD648","v":7.0595796140300192E-4}]
[]
["WhYear",{"$f":"MAX(C656:C946)","v":24920112.714618791},null,{"$f":"MAX(E656:E946)","v":28415526.922173329},null,{"$f":"MAX(G656:G946)","v":32183957.607077744},null,{"$f":"MAX(I656:I946)","v":36168790.657089375},null,{"$f":"MAX(K656:K946)","v":40348198.207095653},null,{"$f":"MAX(M656:M946)","v":44676390.698983818},null,{"$f":"MAX(O656:O946)","v":49108428.231193334},null,{"$f":"MAX(Q656:Q946)","v":53604286.769562051},null,{"$f":"MAX(S656:S946)","v":58154441.384829119},null,{"$f":"MAX(U656:U946)","v":62742921.529719129},null,{"$f":"MAX(W656:W946)","v":67271996.388526529},null,71694891.114916384,null,76102250.548957735,null,80340187.79254958,null,84440824.149121419]
["CF",{"$f":"B651/($O$15*$O$8)*100","v":14.223808627065521},null,{"$f":"D651/($O$15*$O$8)*100","v":16.218908060601215},null,{"$f":"F651/($O$15*$O$8)*100","v":18.369838816825197},null,{"$f":"H651/($O$15*$O$8)*100","v":20.644286904731381},null,{"$f":"J651/($O$15*$O$8)*100","v":23.029793497200714},null,{"$f":"L651/($O$15*$O$8)*100","v":25.500223001703091},null,{"$f":"N651/($O$15*$O$8)*100","v":28.029924789493911},null,{"$f":"P651/($O$15*$O$8)*100","v":30.59605409221578},null,{"$f":"R651/($O$15*$O$8)*100","v":33.193174306409311},null,{"$f":"T651/($O$15*$O$8)*100","v":35.812169822899051},null,{"$f":"V651/($O$15*$O$8)*100","v":38.397258212629296},null,40.921741503947707,null,43.437357619268113,null,45.856271571089941,null,48.19681743671314]
["AEP",{"$f":"$O$15*$O$8*(B652/100)/1000","v":24920.11271461879},null,{"$f":"$O$15*$O$8*(D652/100)/1000","v":28415.526922173329},null,{"$f":"$O$15*$O$8*(F652/100)/1000","v":32183.957607077748},null,{"$f":"$O$15*$O$8*(H652/100)/1000","v":36168.790657089376},null,{"$f":"$O$15*$O$8*(J652/100)/1000","v":40348.198207095651},null,{"$f":"$O$15*$O$8*(L652/100)/1000","v":44676.390698983821},null,{"$f":"$O$15*$O$8*(N652/100)/1000","v":49108.428231193328},null,{"$f":"$O$15*$O$8*(P652/100)/1000","v":53604.286769562044},null,{"$f":"$O$15*$O$8*(R652/100)/1000","v":58154.441384829108},null,{"$f":"$O$15*$O$8*(T652/100)/1000","v":62742.921529719148},null,{"$f":"$O$15*$O$8*(V652/100)/1000","v":67271.996388526532},null,71694.891114916391,null,76102.250548957731,null,80340.187792549579,null,84440.824149121414]
["M1v (Cpmu)",0.1,null,0.11601293999999999,null,0.13459002,null,0.15614184,null,0.18114473,null,0.21015133,null,0.24380273,null,0.28284271,null,0.32813414000000002,null,0.38067805999999998,null,0.44163581000000002,null,0.51235467999999995,null,0.59439772000000002,null,0.68957826,null,0.8]
[null,"Pelec","WhYear","Pelec","WhYear","Pelec","WhYear","Pelec","WhYear","Pelec","WhYear","Pelec","WhYear","Pelec","WhYear","Pelec","WhYear","Pelec","WhYear","Pelec","WhYear","Pelec","WhYear","Pelec","WhYear","Pelec","WhYear","Pelec","WhYear","Pelec","WhYear"]
[null,{"$f":"IF(B30<$O$5,0,IF(C30*$B$654>$O$8,$O$8,C30*$B$654))","v":0},{"$f":"IF(B30>$O$6,0,IF(B30<$O$5,0,IF(ROW(B30)>ROW($B$30),OFFSET(INDIRECT(ADDRESS(ROW(), COLUMN())),-1,0)+$O$15*D30*B656,IF(ROW(B30)=ROW($B$30),$O$15*D30*B656,0))))","v":0},{"$f":"IF(B30<$O$5,0,IF(C30*$D$654>$O$8,$O$8,C30*$D$654))","v":0},{"$f":"IF(B30>$O$6,0,IF(B30<$O$5,0,IF(ROW(B30)>ROW($B$30),OFFSET(INDIRECT(ADDRESS(ROW(), COLUMN())),-1,0)+$O$15*D30*D656,IF(ROW(B30)=ROW($B$30),$O$15*D30*D656,0))))","v":0},{"$f":"IF(B30<$O$5,0,IF(C30*$F$654>$O$8,$O$8,C30*$F$654))","v":0},{"$f":"IF(B30>$O$6,0,IF(B30<$O$5,0,IF(ROW(B30)>ROW($B$30),OFFSET(INDIRECT(ADDRESS(ROW(), COLUMN())),-1,0)+$O$15*D30*F656,IF(ROW(B30)=ROW($B$30),$O$15*D30*F656,0))))","v":0},{"$f":"IF(B30<$O$5,0,IF(C30*$H$654>$O$8,$O$8,C30*$H$654))","v":0},{"$f":"IF(B30>$O$6,0,IF(B30<$O$5,0,IF(ROW(B30)>ROW($B$30),OFFSET(INDIRECT(ADDRESS(ROW(), COLUMN())),-1,0)+$O$15*D30*H656,IF(ROW(B30)=ROW($B$30),$O$15*D30*H656,0))))","v":0},{"$f":"IF(B30<$O$5,0,IF(C30*$J$654>$O$8,$O$8,C30*$J$654))","v":0},{"$f":"IF(B30>$O$6,0,IF(B30<$O$5,0,IF(ROW(B30)>ROW($B$30),OFFSET(INDIRECT(ADDRESS(ROW(), COLUMN())),-1,0)+$O$15*D30*J656,IF(ROW(B30)=ROW($B$30),$O$15*D30*J656,0))))","v":0},{"$f":"IF(B30<$O$5,0,IF(C30*$L$654>$O$8,$O$8,C30*$L$654))","v":0},{"$f":"IF(B30>$O$6,0,IF(B30<$O$5,0,IF(ROW(B30)>ROW($B$30),OFFSET(INDIRECT(ADDRESS(ROW(), COLUMN())),-1,0)+$O$15*D30*L656,IF(ROW(B30)=ROW($B$30),$O$15*D30*L656,0))))","v":0},{"$f":"IF(B30<$O$5,0,IF(C30*$N$654>$O$8,$O$8,C30*$N$654))","v":0},{"$f":"IF(B30>$O$6,0,IF(B30<$O$5,0,IF(ROW(B30)>ROW($B$30),OFFSET(INDIRECT(ADDRESS(ROW(), COLUMN())),-1,0)+$O$15*D30*N656,IF(ROW(B30)=ROW($B$30),$O$15*D30*N656,0))))","v":0},{"$f":"IF(B30<$O$5,0,IF(C30*$P$654>$O$8,$O$8,C30*$P$654))","v":0},{"$f":"IF(B30>$O$6,0,IF(B30<$O$5,0,IF(ROW(B30)>ROW($B$30),OFFSET(INDIRECT(ADDRESS(ROW(), COLUMN())),-1,0)+$O$15*D30*P656,IF(ROW(B30)=ROW($B$30),$O$15*D30*P656,0))))","v":0},{"$f":"IF(B30<$O$5,0,IF(C30*$R$654>$O$8,$O$8,C30*$R$654))","v":0},{"$f":"IF(B30>$O$6,0,IF(B30<$O$5,0,IF(ROW(B30)>ROW($B$30),OFFSET(INDIRECT(ADDRESS(ROW(), COLUMN())),-1,0)+$O$15*D30*R656,IF(ROW(B30)=ROW($B$30),$O$15*D30*R656,0))))","v":0},{"$f":"IF(B30<$O$5,0,IF(C30*$T$654>$O$8,$O$8,C30*$T$654))","v":0},{"$f":"IF(B30>$O$6,0,IF(B30<$O$5,0,IF(ROW(B30)>ROW($B$30),OFFSET(INDIRECT(ADDRESS(ROW(), COLUMN())),-1,0)+$O$15*D30*T656,IF(ROW(B30)=ROW($B$30),$O$15*D30*T656,0))))","v":0},{"$f":"IF(B30<$O$5,0,IF(C30*$V$654>$O$8,$O$8,C30*$V$654))","v":0},{"$f":"IF(B30>$O$6,0,IF(B30<$O$5,0,IF(ROW(B30)>ROW($B$30),OFFSET(INDIRECT(ADDRESS(ROW(), COLUMN())),-1,0)+$O$15*D30*V656,IF(ROW(B30)=ROW($B$30),$O$15*D30*V656,0))))","v":0},{"$f":"IF(B30<$O$5,0,IF(C30*$X$654>$O$8,$O$8,C30*$X$654))","v":0},{"$f":"IF(B30>$O$6,0,IF(B30<$O$5,0,IF(ROW(B30)>ROW($B$30),OFFSET(INDIRECT(ADDRESS(ROW(), COLUMN())),-1,0)+$O$15*D30*X656,IF(ROW(B30)=ROW($B$30),$O$15*D30*X656,0))))","v":0},{"$f":"IF(B30<$O$5,0,IF(C30*$Z$654>$O$8,$O$8,C30*$Z$654))","v":0},{"$f":"IF(B30>$O$6,0,IF(B30<$O$5,0,IF(ROW(B30)>ROW($B$30),OFFSET(INDIRECT(ADDRESS(ROW(), COLUMN())),-1,0)+$O$15*D30*Z656,IF(ROW(B30)=ROW($B$30),$O$15*D30*Z656,0))))","v":0},{"$f":"IF(B30<$O$5,0,IF(C30*$AB$654>$O$8,$O$8,C30*$AB$654))","v":0},{"$f":"IF(B30>$O$6,0,IF(B30<$O$5,0,IF(ROW(B30)>ROW($B$30),OFFSET(INDIRECT(ADDRESS(ROW(), COLUMN())),-1,0)+$O$15*D30*AB656,IF(ROW(B30)=ROW($B$30),$O$15*D30*AB656,0))))","v":0},{"$f":"IF(B30<$O$5,0,IF(C30*$AD$654>$O$8,$O$8,C30*$AD$654))","v":0},{"$f":"IF(B30>$O$6,0,IF(B30<$O$5,0,IF(ROW(B30)>ROW($B$30),OFFSET(INDIRECT(ADDRESS(ROW(), COLUMN())),-1,0)+$O$15*D30*AD656,IF(ROW(B30)=ROW($B$30),$O$15*D30*AD656,0))))","v":0}]
[null,0,{"$f":"IF(B31>$O$6,0,IF(B31<$O$5,0,IF(ROW(B31)>ROW($B$30),OFFSET(INDIRECT(ADDRESS(ROW(), COLUMN())),-1,0)+$O$15*D31*B657,IF(ROW(B31)=ROW($B$30),$O$15*D31*B657,0))))","v":0},0,{"$f":"IF(B31>$O$6,0,IF(B31<$O$5,0,IF(ROW(B31)>ROW($B$30),OFFSET(INDIRECT(ADDRESS(ROW(), COLUMN())),-1,0)+$O$15*D31*D657,IF(ROW(B31)=ROW($B$30),$O$15*D31*D657,0))))","v":0},0,{"$f":"IF(B31>$O$6,0,IF(B31<$O$5,0,IF(ROW(B31)>ROW($B$30),OFFSET(INDIRECT(ADDRESS(ROW(), COLUMN())),-1,0)+$O$15*D31*F657,IF(ROW(B31)=ROW($B$30),$O$15*D31*F657,0))))","v":0},0,{"$f":"IF(B31>$O$6,0,IF(B31<$O$5,0,IF(ROW(B31)>ROW($B$30),OFFSET(INDIRECT(ADDRESS(ROW(), COLUMN())),-1,0)+$O$15*D31*H657,IF(ROW(B31)=ROW($B$30),$O$15*D31*H657,0))))","v":0},0,{"$f":"IF(B31>$O$6,0,IF(B31<$O$5,0,IF(ROW(B31)>ROW($B$30),OFFSET(INDIRECT(ADDRESS(ROW(), COLUMN())),-1,0)+$O$15*D31*J657,IF(ROW(B31)=ROW($B$30),$O$15*D31*J657,0))))","v":0},0,{"$f":"IF(B31>$O$6,0,IF(B31<$O$5,0,IF(ROW(B31)>ROW($B$30),OFFSET(INDIRECT(ADDRESS(ROW(), COLUMN())),-1,0)+$O$15*D31*L657,IF(ROW(B31)=ROW($B$30),$O$15*D31*L657,0))))","v":0},0,{"$f":"IF(B31>$O$6,0,IF(B31<$O$5,0,IF(ROW(B31)>ROW($B$30),OFFSET(INDIRECT(ADDRESS(ROW(), COLUMN())),-1,0)+$O$15*D31*N657,IF(ROW(B31)=ROW($B$30),$O$15*D31*N657,0))))","v":0},0,{"$f":"IF(B31>$O$6,0,IF(B31<$O$5,0,IF(ROW(B31)>ROW($B$30),OFFSET(INDIRECT(ADDRESS(ROW(), COLUMN())),-1,0)+$O$15*D31*P657,IF(ROW(B31)=ROW($B$30),$O$15*D31*P657,0))))","v":0},0,{"$f":"IF(B31>$O$6,0,IF(B31<$O$5,0,IF(ROW(B31)>ROW($B$30),OFFSET(INDIRECT(ADDRESS(ROW(), COLUMN())),-1,0)+$O$15*D31*R657,IF(ROW(B31)=ROW($B$30),$O$15*D31*R657,0))))","v":0},0,{"$f":"IF(B31>$O$6,0,IF(B31<$O$5,0,IF(ROW(B31)>ROW($B$30),OFFSET(INDIRECT(ADDRESS(ROW(), COLUMN())),-1,0)+$O$15*D31*T657,IF(ROW(B31)=ROW($B$30),$O$15*D31*T657,0))))","v":0},0,{"$f":"IF(B31>$O$6,0,IF(B31<$O$5,0,IF(ROW(B31)>ROW($B$30),OFFSET(INDIRECT(ADDRESS(ROW(), COLUMN())),-1,0)+$O$15*D31*V657,IF(ROW(B31)=ROW($B$30),$O$15*D31*V657,0))))","v":0},0,{"$f":"IF(B31>$O$6,0,IF(B31<$O$5,0,IF(ROW(B31)>ROW($B$30),OFFSET(INDIRECT(ADDRESS(ROW(), COLUMN())),-1,0)+$O$15*D31*X657,IF(ROW(B31)=ROW($B$30),$O$15*D31*X657,0))))","v":0},0,{"$f":"IF(B31>$O$6,0,IF(B31<$O$5,0,IF(ROW(B31)>ROW($B$30),OFFSET(INDIRECT(ADDRESS(ROW(), COLUMN())),-1,0)+$O$15*D31*Z657,IF(ROW(B31)=ROW($B$30),$O$15*D31*Z657,0))))","v":0},0,{"$f":"IF(B31>$O$6,0,IF(B31<$O$5,0,IF(ROW(B31)>ROW($B$30),OFFSET(INDIRECT(ADDRESS(ROW(), COLUMN())),-1,0)+$O$15*D31*AB657,IF(ROW(B31)=ROW($B$30),$O$15*D31*AB657,0))))","v":0},0,{"$f":"IF(B31>$O$6,0,IF(B31<$O$5,0,IF(ROW(B31)>ROW($B$30),OFFSET(INDIRECT(ADDRESS(ROW(), COLUMN())),-1,0)+$O$15*D31*AD657,IF(ROW(B31)=ROW($B$30),$O$15*D31*AD657,0))))","v":0}]
[null,0,0,0,0,0,0,0,0,0,0,0,0,0,0,0,0,0,0,0,0,0,0,0,0,0,0,0,0,0,0]
[null,0,0,0,0,0,0,0,0,0,0,0,0,0,0,0,0,0,0,0,0,0,0,0,0,0,0,0,0,0,0]
[null,0,0,0,0,0,0,0,0,0,0,0,0,0,0,0,0,0,0,0,0,0,0,0,0,0,0,0,0,0,0]
[null,0,0,0,0,0,0,0,0,0,0,0,0,0,0,0,0,0,0,0,0,0,0,0,0,0,0,0,0,0,0]
[null,0,0,0,0,0,0,0,0,0,0,0,0,0,0,0,0,0,0,0,0,0,0,0,0,0,0,0,0,0,0]
[null,0,0,0,0,0,0,0,0,0,0,0,0,0,0,0,0,0,0,0,0,0,0,0,0,0,0,0,0,0,0]
[null,0,0,0,0,0,0,0,0,0,0,0,0,0,0,0,0,0,0,0,0,0,0,0,0,0,0,0,0,0,0]
[null,0,0,0,0,0,0,0,0,0,0,0,0,0,0,0,0,0,0,0,0,0,0,0,0,0,0,0,0,0,0]
[null,0,0,0,0,0,0,0,0,0,0,0,0,0,0,0,0,0,0,0,0,0,0,0,0,0,0,0,0,0,0]
[null,180.81589246874995,42029.347659733045,209.76983284023538,48759.481882877502,243.36014583686904,56567.30742110424,282.32926151312756,65625.396775904112,327.53846020960742,76133.948338984745,379.98700287444785,88325.233097252873,440.83408211267675,102468.69699562028,511.42457036929824,118876.94591611052,593.3186737356574,137912.63849087516,688.32643162172337,159996.50530172716,798.54773131309287,185616.64997477809,926.41868724740777,215339.32970811272,1074.7655422319015,249821.48422032662,1246.8670850894769,289825.24428133783,1446.5271397499996,336234.78127786436]
[null,234.74820599999998,96360.68509486792,272.33829537785635,111790.86378269806,315.94765740504118,129691.86534131976,366.54016821539039,150459.34674373252,425.23400393854376,174552.30284124875,493.32647706013978,202503.26132397671,572.32253485402373,234929.98090799106,663.96818752678257,272549.1730968905,770.2890069235284,316192.30533415306,893.63491648560353,366823.98662185238,1036.7321410285685,425563.29214026924,1202.7434196570407,493708.4797636182,1395.337984204903,572765.7151802748,1618.7725943160156,664482.3356012695,1877.9856479999999,770885.48075894336]
[null,298.46169478125006,169904.42023119473,346.25418688955477,197111.11310016381,401.69965469842344,228674.39317004906,466.02358192662786,265291.88799031969,540.64763116491952,307772.90328586311,627.22122112333761,357056.39884464478,727.65775988095515,414231.61491432507,844.17714583121631,480562.26659169944,979.35471539987986,557514.40814761689,1136.178189536384,646788.85079035966,1318.1137232869016,750358.7625138408,1529.1824612190503,870513.24858139292,1774.0495088531095,1009908.0000334403,2058.126961639055,1171623.9446933605,2387.6935582500005,1359235.3618495578]
[null,372.77145675000014,262502.53118910047,432.46312645650357,304536.90400689241,501.71317819411649,353302.20922791661,582.05221156425443,409876.28224523534,675.25584884685452,475509.50136566185,783.38417422049997,551652.5605775594,908.82698821726956,639988.3373581284,1054.3568903781782,742469.27303384698,1223.1904137720849,861360.42319558666,1419.0591497896394,999289.54318156256,1646.2922424666626,1159305.1798874866,1909.9120043628013,1344944.0036658158,2215.7450397327866,1560309.060330302,2570.5509252333031,1810160.3870297563,2982.1716540000011,2100020.2495128037]
[null,458.49258984375024,357640.91840040876,531.91073315987603,414909.74407931522,617.08526836922135,481348.98360329389,715.89876604568474,558427.11058329686,830.53516394246867,647847.67600594077,963.52827550808593,751587.14664267376,1117.8174508867658,871938.32265726896,1296.8128662632478,1011561.2656726048,1504.4707166475171,1173541.9518812832,1745.3806962609451,1361460.5099328591,2024.867462946424,1579470.3668690845,2349.1082415176584,1832389.9830194754,2725.269500400203,2125809.46475909,3161.6652232734691,2466214.0221535587,3667.9407187500019,2861127.3472032701]
[null,556.44019200000025,499193.82819309749,645.54262608084503,579129.43638536124,748.91296570083875,671865.07320385566,868.83595428833314,779450.42850714119,1007.962083409882,904263.3122570503,1169.3664641425539,1049062.4692257093,1356.616378913242,1217048.1811262814,1573.8505185820038,1411933.351814101,1825.8702386335497,1638025.3750744981,2118.2457279658761,1900321.3808052165,2457.4391491047563,2204618.7066105949,2850.9473651129865,2557642.9410184943,3307.4678144116237,2967196.7331604883,3837.0905939342606,3442332.1144813513,4451.521536000002,3993550.6255447799]
[null,667.42936115625059,643679.62949239579,774.30442430058417,746751.66235523531,898.29331066606983,866328.54206974141,1042.1364852096149,1005053.2171946093,1209.0131142072148,1165991.7269090007,1402.6116792803639,1352701.3023173418,1627.2110033204983,1569308.5091563459,1887.7752924300264,1820600.9077742514,2190.0635943375569,2112132.6165900594,2540.7571439200078,2450347.1261668401,2947.6070653202323,2842719.7455137409,3419.6055675781513,3297922.7059109495,3967.1849053233191,3826017.0418072473,4602.4477753903884,4438674.78902811,5339.4348892500047,5149437.0359391663]
[null,792.27519525000071,854711.20900203346,919.14174690026607,991575.60207280354,1066.3233437420149,1150355.9871380785,1237.0730677269437,1334561.8084220206,1435.1647632925865,1548264.3118264691,1664.976860077973,1796186.9733768529,1931.5885551323317,2083809.261162963,2240.8926329028932,2417488.3462151154,2599.7253983669107,2804599.2751424252,3016.0178431389145,3253698.0490314863,3498.9709759714219,3774710.7710369234,4059.2590413425155,4379152.879806499,4709.265696691552,5080383.938892521,5463.357505816557,5893902.6830611862,6338.2015620000057,6837689.6720162677]
[null,931.79279221875083,1046201.4721982825,1081.0002129610639,1213729.0862205101,1254.1001054057751,1408082.7706719628,1454.9184107577344,1633558.2287974868,1687.893537624117,1895138.8320696037,1958.1749456918412,2198606.3083042707,2271.7362653725418,2550667.7505196035,2635.5079850961838,2959104.5960255191,3057.530265328985,3432944.2034651735,3547.1307246381712,3982659.4680558611,4115.1306454368969,4620400.3459748095,4774.0839788354451,5360262.2050367985,5538.5551120725922,6218597.697353024,6425.4405233874768,7214377.908079301,7454.3423377500067,8369611.7775862599]
[null,1086.7972500000008,1277135.6770530818,1260.8254415641509,1481642.6467381855,1462.7206361344511,1718897.1631728783,1696.9452232194012,1994143.1454471399,1968.6759441599263,2313463.9739314769,2283.9188752784266,2683917.6112315562,2649.6413650649265,3113691.6464593969,3073.9267941054768,3612285.1593537852,3566.1528098311524,4190718.1705313078,4137.1986874333525,4861775.3189735375,4799.6858380952281,5640288.4921523621,5568.2565724863034,6543464.4113311507,6459.8980750227047,7591265.345710081,7494.3175662778549,8806849.9796618614,8694.3780000000061,10217085.416424654]
[null,1258.1036665312511,1543215.7910706785,1459.5630517907002,1790330.0097653517,1693.281976405144,2077014.4418451844,1964.4262140293595,2409605.5313483132,2278.9884898581349,2795454.0780523447,2643.9215879941885,3243088.5097050518,3067.2910852332861,3762402.2284214105,3558.4545050263532,4364873.3646122459,4128.2676464807882,5063817.864373968,4789.3246305400353,5874683.9350615125,5556.236318324989,6815393.5589428991,6445.9530147244568,7906738.328049643,7478.1395090981587,9172839.4768040758,8675.6093726624022,10641680.600110421,10064.829332250009,12345726.328565428]
[null,1446.5271397500012,1860690.6918480606,1678.1586627218849,2158641.9759192755,1946.8811666949546,2504303.9742964432,2258.6340921050232,2905316.6829602919,2620.3076816768621,3370543.1298833014,3039.896022995586,3910266.2361049005,3526.6726569014181,4536414.7035814589,4091.3965629543904,5262827.9775408041,4746.5493898852646,6105561.3997556837,5506.6114529737933,7083241.2283277754,6388.3818505047502,8217476.4085377865,7411.3494979792704,9533335.8400079161,8598.1243378552208,11059903.048597097,9974.9366807158258,12830918.496827818,11572.21711800001,14885525.534784485]
[null,1652.8827675937516,2215210.6103637265,1917.5578934388782,2569930.9562749038,2224.6152474809837,2981452.4035306619,2580.8415663638075,3458870.6068971534,2994.1100265742289,4012737.2790747248,3473.5551194390778,4655294.5599804893,4029.7733110931213,5400743.943316428,4675.0584129851686,6265561.7225603051,5423.6726546519558,7268862.2855057651,6292.1620537502013,8432820.7764467932,7299.722199013082,9783163.3222857881,8468.6222146801083,11349735.234055117,9824.6974848501577,13167161.361200074,11397.920228612835,15275610.782281566,13223.062140750013,17721684.882909812]
[null,1877.9856480000021,2567427.5564949461,2178.7063630228536,2978548.1906599477,2527.5812592403327,3455501.2617720594,2932.3213457231263,4008828.6273782486,3401.8720315083542,4650759.7151583675,3946.6118164811228,5395483.1567606311,4578.5802788321953,6259458.4735069703,5311.7455002142669,7261781.6780770868,6162.3120553882345,8424606.3326277062,7149.0793318848364,9773633.4139703643,8293.8571282285575,11338679.485289663,9621.9473572563365,13154335.241311498,11162.703873639239,15260730.858457671,12950.180754528139,17704422.270838369,15023.885184000017,20539420.451959569]
[null,2122.6508789062523,2984589.7333251587,2462.549690554983,3462510.2965686759,2856.8762424501006,4016959.9190002778,3314.3461391003943,4660193.3260649964,3845.0702034373576,5406427.0140395779,4460.7790532781783,6272155.0196262747,5175.0807911424372,7276511.2491464559,6003.7632697372619,8441694.4841186516,6965.1422067014728,9793457.8539748024,8080.4661863932697,11361678.295781387,9374.3864025297462,13181017.043947404,10875.501118137316,15291685.177490966,12616.988427778724,17740333.326238822,14637.338996636441,20581081.95120227,16981.207031250018,23876717.86660127]
[null,2387.6935582500023,3437166.5649333242,2770.03349511644,3987557.9846761581,3213.5972375873898,4626083.1671770746,3728.1886554130256,5366855.1183516877,4325.1810493193598,6226246.0936987447,5017.7697689867045,7223251.2505226955,5821.2620790476458,8379905.9199546669,6753.417166649735,9721775.0594713241,7834.8377231990444,11278516.948211506,9089.4255162910795,13084538.998356819,10544.90978629522,15179758.400092464,12233.459689752412,17610483.75483112,14192.396070824887,20430439.694566,16465.015693112451,23701953.391768988,19101.548466000018,27497332.519466594]
[null,2673.9287839687531,3960003.2310218089,3102.1033957883988,4594116.1724033924,3598.8412851293015,5329769.1406328995,4175.1216035784355,6183221.9089769041,4843.6810761124807,7173337.1608257322,5619.2969027631607,8321999.4580353051,6519.1113735716217,9654595.985319376,7563.0126360472659,11200580.454709645,8774.0732194883258,12994122.546085628,10179.060220593839,15074863.475791141,11809.027043903552,17488792.345349338,13699.999264530994,20289261.882291444,15893.771726333993,23538168.917119969,18438.831582130882,27307321.37642397,20000,31407957.732995801]
[null,2982.1716540000034,4501460.4581491612,3459.7050116520313,5222276.6204363117,4013.7054255529356,6058516.5309150489,4656.4176925140391,7028663.1862265319,5402.0467907748407,8154158.3929710612,6267.0733937640052,9459879.0222245567,7270.6159057381619,10974683.486838162,8434.8551230254325,12732052.749407504,9785.523310176688,14770828.561787812,11352.473198317124,17136072.343749341,13170.337939733314,19880061.35617676,15279.296034902423,23063443.325676665,17725.960317862311,26756578.329940174,20000,30938616.217558235,20000,35039252.574130066]
[null,3313.2372662812545,5106332.8413435761,3843.7839617885115,5924006.8554282179,4459.2866993353937,6872614.3924308876,5173.3496311372501,7973122.0549981408,6001.7547002645597,9249852.8383531477,6962.8121811456977,10731026.380310316,8077.762906571068,12449378.870082205,9371.2500726798153,14442890.19007617,10871.862609871505,16755621.354480308,12612.767348476513,19438688.797569603,14632.442238163076,22551394.405163717,16975.526193296068,26162535.289000779,19693.806768966104,30351925.984557435,20000,34589863.22814928,20000,38690499.584721111]
[null,3667.9407187500046,5768642.383083839,4255.285865279011,6692371.6267016241,4936.6821469537745,7764016.937121016,5727.1901283654825,9007264.3599669561,6644.2813115397548,10449591.669502784,7708.2262040646938,12122878.690994384,8942.5396070941333,14064107.613895455,10374.502930105991,16316184.446522912,12035.765733180147,18928885.073407661,13963.045570087572,21959955.912261326,16198.939703571405,25476390.514535613,18792.865932141285,29555909.222193569,20000,33963268.656234913,20000,38201205.899826758,20000,42301842.256398588]
[null,4047.0971093437556,6325806.1176862158,4695.1563412047053,7338753.6558276396,5446.9888088851822,8513903.7189551033,6319.2118931161522,9877230.0669878237,7331.1031315585506,11458864.412206177,8505.0284016774567,13293765.68953895,9866.9332383311612,15422488.009426005,11446.919140399541,17892081.452609483,13279.907294709992,20757129.502337053,15406.410762165886,24080956.008169204,17873.430100336882,27937025.086873073,20000,32309308.607229438,20000,36716668.041270785,20000,40954605.28486263,20000,45055241.641434461]
[null,4451.5215360000066,6987496.5822857637,5164.3410086467647,8106400.2175092334,5991.3037256067155,9404473.0475977268,6950.6876343066724,10910405.733518105,8063.6966672790641,12657481.817740772,9354.9317131404405,14684317.001378078,10852.931031305947,17035707.426269386,12590.804148656043,19763624.694494434,14606.961909068412,22928361.817812782,16945.965823727023,26599866.432011746,19659.513192838069,30859287.129900046,20000,35282181.856289901,20000,39689541.290331244,20000,43927478.53392309,20000,48028114.89049492]
[null,4882.029096656257,7917734.1182567636,5663.7854866863654,9185596.1319727469,6570.7239375954759,10656479.933308603,7622.8900608544582,12362895.738553885,8843.5384256594152,14342558.090634093,10259.649077610109,16639223.555380363,11902.520217042293,19303651.934451416,13808.463399971077,22394733.750672035,16019.604190862779,25980788.756428413,18584.813653786565,30141076.637337949,20000,34670151.49614533,20000,39093046.222535186,20000,43500405.656576529,20000,47738342.900168374,20000,51838979.256740205]
[null,5339.4348892500084,8599547.3004248794,6194.4353944046779,9976587.6499135345,7186.3464853285641,11574132.431551307,8337.0918816769245,13427491.386553735,9672.1049136577258,15577626.738576934,11220.893434242918,18072063.02582198,13017.688026563996,20965931.086077157,15102.20233944022,24323192.632253572,17520.508754700466,28218050.578142393,20000,32694954.327805996,20000,37224029.186613381,20000,41646923.913003236,20000,46054283.347044572,20000,50292220.590636417,20000,54392856.947208256]
[null,5824.5540117187593,9331685.9789324142,6757.2363508828757,10825963.255727274,7839.2684092830796,12559518.025382334,9094.5658056914854,14570666.190527083,10550.872638232113,16903857.370984975,12240.377722195326,19610662.19614999,14200.421690894853,22750905.17166445,16474.326412159055,26393993.511502471,19112.35021518885,30620447.534470458,20000,35208927.679360472,20000,39738002.538167857,20000,44160897.264557712,20000,48568256.698599048,20000,52806193.942190893,20000,56906830.298762731]
[null,6338.2015620000093,10134712.513695678,7353.1339752021331,11757577.947686259,8530.5867499361248,13640311.599125518,9896.584541815555,15824526.597594682,11481.318106340699,18358497.619210247,13319.814880623793,21298233.1392079,15452.708441058665,24708705.786041684,17927.141063223156,28665295.524445977,20000,33154373.055481721,20000,37742853.200371735,20000,42271928.05917912,20000,46694822.785568975,20000,51102182.219610311,20000,55340119.463202156,20000,59440755.819773994]
[null,6881.1926380312616,10917292.426694598,7983.0738864436235,12665471.912605748,9261.3985477648021,14693586.060546746,10744.42079896655,17046461.273221593,12464.917824941605,19776099.889646374,14460.91784868478,22942835.234687973,16776.535508079232,26616656.978364676,19462.951737728108,30878765.758287765,20000,35428920.373554826,20000,40017400.518444836,20000,44546475.377252221,20000,48969370.103642076,20000,53376729.537683412,20000,57614666.781275257,20000,61715303.137847096]
[null,7454.3423377500121,11720436.054857509,8648.0017036885183,13597222.448060207,10032.800843246208,15774537.230319934,11639.347286061884,18300504.51207792,13503.148300992947,21230952.24639428,15665.399565534743,24630652.251082584,18173.890122980349,28574743.069646902,20000,33033600.059620183,20000,37583754.67488724,20000,42172234.81977725,20000,46701309.678584635,20000,51124204.40497449,20000,55531563.839015827,20000,59769501.082607672,20000,63870137.43917951]
[null,8058.4657590937632,12564551.39538984,9348.8630460179902,14576505.471602777,10845.890676857447,16910632.235965468,12582.636712018968,19618521.736507367,14597.486041452847,22760022.700890154,16934.972970330138,26404571.865945309,19646.759516785816,30632719.314213522,20000,35128577.852582246,20000,39678732.467849307,20000,44267212.612739317,20000,48796287.471546702,20000,53219182.197936557,20000,57626541.631977893,20000,61864478.875569738,20000,65965115.232141577]
[null,8694.3780000000115,13440583.496435279,10086.603532513212,15592816.06736936,11701.765089075616,18089684.015968945,13575.561785755219,20986374.378070373,15749.407553279421,24346908.68504224,18271.351002227424,28245564.977519244,20000,32647888.429348469,20000,37143746.967717193,20000,41693901.582984254,20000,46282381.727874264,20000,50811456.586681649,20000,55234351.313071504,20000,59641710.74711284,20000,63879647.990704685,20000,67980284.347276524]
[null,9362.8941584062613,14299909.730365667,10862.168782255359,16589745.695543282,12601.521120377818,19246251.366081104,14619.39521618805,22328142.171331987,16960.389343430794,25903532.871314611,19676.246600383063,30051450.487162866,20000,34483488.019372374,20000,38979346.557741098,20000,43529501.173008159,20000,48117981.317898169,20000,52647056.176705554,20000,57069950.903095409,20000,61477310.337136745,20000,65715247.58072859,20000,69815883.937300429]
[null,10064.829332250009,15153374.247025883,11676.504414325602,17579874.973177586,13546.255811241152,20394929.429746989,15715.409712234876,23660757.371392354,18231.907918865079,27449538.865664564,20000,31747384.890989307,20000,36179422.423198819,20000,40675280.961567543,20000,45225435.576834604,20000,49813915.721724615,20000,54342990.580531999,20000,58765885.306921855,20000,63173244.740963191,20000,67411181.984555036,20000,71511818.341126874]
[null,10800.998619468755,15907635.988679253,12530.556047805114,18454916.194964863,14537.066202142722,21410090.458690606,16864.877982813112,24838475.533225972,19565.439786540403,28815844.261075858,20000,33144036.752964024,20000,37576074.285173535,20000,42071932.82354226,20000,46622087.43880932,20000,51210567.583699331,20000,55739642.442506716,20000,60162537.168896571,20000,64569896.602937907,20000,68807833.846529752,20000,72908470.20310159]
[null,11572.217118000004,16865832.961934626,13425.269301775072,19566548.674629435,15575.049333559629,22699727.95663441,18069.072736840179,26334621.918091223,20000,30471874.325988736,20000,34800066.817876905,20000,39232104.350086413,20000,43727962.888455138,20000,48278117.503722198,20000,52866597.648612209,20000,57395672.507419594,20000,61818567.233809449,20000,66225926.667850785,20000,70463863.911442637,20000,74564500.268014476]
[null,12379.29992578125,17643863.715042491,14361.589795316644,20469165.025414009,16661.302245968971,23746879.702848434,19329.266683233476,27549453.4517597,20000,31728861.001765981,20000,36057053.493654154,20000,40489091.025863662,20000,44984949.564232387,20000,49535104.179499447,20000,54123584.324389458,20000,58652659.183196843,20000,63075553.909586698,20000,67482913.343628034,20000,71720850.587219879,20000,75821486.943791717]
[null,13223.062140749995,18408967.167094905,15340.463147511005,21356784.034181505,17796.921979847848,24776632.59198647,20000,28706679.280253038,20000,32886086.830259319,20000,37214279.322147489,20000,41646316.854356997,20000,46142175.392725721,20000,50692330.007992782,20000,55280810.152882792,20000,59809885.011690177,20000,64232779.738080032,20000,68640139.172121376,20000,72878076.415713221,20000,76978712.772285059]
[null,14104.318860843743,19168778.919051804,16362.834977439334,22238263.98609221,18983.005575673367,25799263.38090761,20000,29784096.430919249,20000,33963503.98092553,20000,38291696.472813696,20000,42723734.005023211,20000,47219592.543391928,20000,51769747.158658996,20000,56358227.303549007,20000,60887302.162356392,20000,65310196.888746247,20000,69717556.322787583,20000,73955493.566379428,20000,78056129.922951266]
[null,15023.885183999988,19888200.766468763,17429.650904182796,23072886.422282938,20000,26756967.51483313,20000,30741800.564844768,20000,34921208.11485105,20000,39249400.606739216,20000,43681438.138948731,20000,48177296.677317448,20000,52727451.292584516,20000,57315931.437474526,20000,61845006.296281911,20000,66267901.022671767,20000,70675260.45671311,20000,74913197.700304955,20000,79013834.056876794]
[null,15982.576208156237,20701362.792064466,18541.856546822568,24016259.595140066,20000,27774528.157128997,20000,31759361.207140636,20000,35938768.757146917,20000,40266961.249035083,20000,44698998.781244598,20000,49194857.319613315,20000,53745011.934880383,20000,58333492.079770394,20000,62862566.938577779,20000,67285461.664967626,20000,71692821.099008977,20000,75930758.342600822,20000,80031394.699172661]
[null,16981.207031249982,21277343.056520391,19700.397524439824,24684471.23375516,20000,28452901.918659575,20000,32437734.968671214,20000,36617142.518677495,20000,40945335.010565661,20000,45377372.542775176,20000,49873231.081143893,20000,54423385.696410961,20000,59011865.841300972,20000,63540940.700108357,20000,67963835.426498204,20000,72371194.860539556,20000,76609132.104131401,20000,80709768.460703239]
[null,18020.592751218726,21852622.92897474,20000,25322940.656372175,20000,29091371.34127659,20000,33076204.391288228,20000,37255611.941294506,20000,41583804.433182672,20000,46015841.965392187,20000,50511700.503760904,20000,55061855.119027972,20000,59650335.263917983,20000,64179410.122725368,20000,68602304.849115223,20000,73009664.283156574,20000,77247601.526748419,20000,81348237.883320257]
[null,19101.548465999975,22386187.193607524,20000,25881601.401162062,20000,29650032.086066477,20000,33634865.136078112,20000,37814272.68608439,20000,42142465.177972555,20000,46574502.710182071,20000,51070361.248550788,20000,55620515.863817856,20000,60208996.008707866,20000,64738070.867515251,20000,69160965.593905106,20000,73568325.027946457,20000,77806262.271538302,20000,81906898.628110141]
[null,20000,22685469.735459249,20000,26180883.943013787,20000,29949314.627918202,20000,33934147.677929834,20000,38113555.227936111,20000,42441747.719824277,20000,46873785.252033792,20000,51369643.790402509,20000,55919798.405669577,20000,60508278.550559588,20000,65037353.409366973,20000,69460248.135756835,20000,73867607.569798186,20000,78105544.813390031,20000,82206181.16996187]
[null,20000,23024656.616224539,20000,26520070.823779076,20000,30288501.508683491,20000,34273334.558695123,20000,38452742.1087014,20000,42780934.600589566,20000,47212972.132799082,20000,51708830.671167798,20000,56258985.286434866,20000,60847465.431324877,20000,65376540.290132262,20000,69799435.016522124,20000,74206794.450563475,20000,78444731.694155321,20000,82545368.050727159]
[null,20000,23423700.005360171,20000,26919114.212914709,20000,30687544.897819124,20000,34672377.947830752,20000,38851785.497837029,20000,43179977.989725195,20000,47612015.52193471,20000,52107874.060303427,20000,56658028.675570495,20000,61246508.820460506,20000,65775583.679267891,20000,70198478.405657753,20000,74605837.839699104,20000,78843775.083290949,20000,82944411.439862788]
[null,20000,23902552.072322931,20000,27397966.279877469,20000,31166396.964781884,20000,35151230.014793515,20000,39330637.564799793,20000,43658830.056687959,20000,48090867.588897474,20000,52586726.127266191,20000,57136880.742533259,20000,61725360.887423269,20000,66254435.746230654,20000,70677330.472620517,20000,75084689.906661868,20000,79322627.150253713,20000,83423263.506825551]
[null,20000,24141978.105804309,20000,27637392.313358847,20000,31405822.998263262,20000,35390656.048274897,20000,39570063.598281175,20000,43898256.09016934,20000,48330293.622378856,20000,52826152.160747573,20000,57376306.776014641,20000,61964786.920904651,20000,66493861.779712036,20000,70916756.506101891,20000,75324115.940143242,20000,79562053.183735088,20000,83662689.540306926]
[null,20000,24321547.630915344,20000,27816961.838469882,20000,31585392.523374297,20000,35570225.573385932,20000,39749633.123392209,20000,44077825.615280375,20000,48509863.14748989,20000,53005721.685858607,20000,57555876.301125675,20000,62144356.446015686,20000,66673431.304823071,20000,71096326.031212926,20000,75503685.465254277,20000,79741622.708846122,20000,83842259.06541796]
[null,20000,24521069.325483158,20000,28016483.533037696,20000,31784914.217942111,20000,35769747.267953746,20000,39949154.817960024,20000,44277347.309848189,20000,48709384.842057705,20000,53205243.380426422,20000,57755397.99569349,20000,62343878.1405835,20000,66872952.999390885,20000,71295847.72578074,20000,75703207.159822091,20000,79941144.403413936,20000,84041780.759985775]
[null,20000,24700638.850594193,20000,28196053.058148731,20000,31964483.743053146,20000,35949316.793064781,20000,40128724.343071058,20000,44456916.834959224,20000,48888954.367168739,20000,53384812.905537456,20000,57934967.520804524,20000,62523447.665694535,20000,67052522.52450192,20000,71475417.250891775,20000,75882776.684933126,20000,80120713.928524971,20000,84221350.285096809]
[null,20000,24820351.867334884,20000,28315766.074889421,20000,32084196.759793837,20000,36069029.809805468,20000,40248437.359811746,20000,44576629.851699911,20000,49008667.383909427,20000,53504525.922278143,20000,58054680.537545212,20000,62643160.682435222,20000,67172235.541242614,20000,71595130.26763247,20000,76002489.701673821,20000,80240426.945265666,20000,84341063.301837504]
[null,20000,24920112.714618791,20000,28415526.922173329,20000,32183957.607077744,20000,36168790.657089375,20000,40348198.207095653,20000,44676390.698983818,20000,49108428.231193334,20000,53604286.769562051,20000,58154441.384829119,20000,62742921.529719129,20000,67271996.388526529,20000,71694891.114916384,20000,76102250.548957735,20000,80340187.79254958,20000,84440824.149121419]
[null,20000,0,20000,0,20000,0,20000,0,20000,0,20000,0,20000,0,20000,0,20000,0,20000,0,20000,0,20000,0,20000,0,20000,0,20000,0]
[null,{"$f":"IF(B94<$O$5,0,IF(C94*$B$654>$O$8,$O$8,C94*$B$654))","v":20000},0,{"$f":"IF(B94<$O$5,0,IF(C94*$D$654>$O$8,$O$8,C94*$D$654))","v":20000},0,{"$f":"IF(B94<$O$5,0,IF(C94*$F$654>$O$8,$O$8,C94*$F$654))","v":20000},0,{"$f":"IF(B94<$O$5,0,IF(C94*$H$654>$O$8,$O$8,C94*$H$654))","v":20000},0,{"$f":"IF(B94<$O$5,0,IF(C94*$J$654>$O$8,$O$8,C94*$J$654))","v":20000},0,{"$f":"IF(B94<$O$5,0,IF(C94*$L$654>$O$8,$O$8,C94*$L$654))","v":20000},0,{"$f":"IF(B94<$O$5,0,IF(C94*$N$654>$O$8,$O$8,C94*$N$654))","v":20000},0,{"$f":"IF(B94<$O$5,0,IF(C94*$P$654>$O$8,$O$8,C94*$P$654))","v":20000},0,{"$f":"IF(B94<$O$5,0,IF(C94*$R$654>$O$8,$O$8,C94*$R$654))","v":20000},0,{"$f":"IF(B94<$O$5,0,IF(C94*$T$654>$O$8,$O$8,C94*$T$654))","v":20000},0,{"$f":"IF(B94<$O$5,0,IF(C94*$V$654>$O$8,$O$8,C94*$V$654))","v":20000},0,{"$f":"IF(B94<$O$5,0,IF(C94*$X$654>$O$8,$O$8,C94*$X$654))","v":20000},0,{"$f":"IF(B94<$O$5,0,IF(C94*$Z$654>$O$8,$O$8,C94*$Z$654))","v":20000},0,{"$f":"IF(B94<$O$5,0,IF(C94*$AB$654>$O$8,$O$8,C94*$AB$654))","v":20000},0,{"$f":"IF(B94<$O$5,0,IF(C94*$AD$654>$O$8,$O$8,C94*$AD$654))","v":20000},0]
[null,20000,{"$f":"IF(B95>$O$6,0,IF(B95<$O$5,0,IF(ROW(B95)>ROW($B$30),OFFSET(INDIRECT(ADDRESS(ROW(), COLUMN())),-1,0)+$O$15*D95*B721,IF(ROW(B95)=ROW($B$30),$O$15*D95*B721,0))))","v":0},20000,{"$f":"IF(B95>$O$6,0,IF(B95<$O$5,0,IF(ROW(B95)>ROW($B$30),OFFSET(INDIRECT(ADDRESS(ROW(), COLUMN())),-1,0)+$O$15*D95*D721,IF(ROW(B95)=ROW($B$30),$O$15*D95*D721,0))))","v":0},20000,{"$f":"IF(B95>$O$6,0,IF(B95<$O$5,0,IF(ROW(B95)>ROW($B$30),OFFSET(INDIRECT(ADDRESS(ROW(), COLUMN())),-1,0)+$O$15*D95*F721,IF(ROW(B95)=ROW($B$30),$O$15*D95*F721,0))))","v":0},20000,{"$f":"IF(B95>$O$6,0,IF(B95<$O$5,0,IF(ROW(B95)>ROW($B$30),OFFSET(INDIRECT(ADDRESS(ROW(), COLUMN())),-1,0)+$O$15*D95*H721,IF(ROW(B95)=ROW($B$30),$O$15*D95*H721,0))))","v":0},20000,{"$f":"IF(B95>$O$6,0,IF(B95<$O$5,0,IF(ROW(B95)>ROW($B$30),OFFSET(INDIRECT(ADDRESS(ROW(), COLUMN())),-1,0)+$O$15*D95*J721,IF(ROW(B95)=ROW($B$30),$O$15*D95*J721,0))))","v":0},20000,{"$f":"IF(B95>$O$6,0,IF(B95<$O$5,0,IF(ROW(B95)>ROW($B$30),OFFSET(INDIRECT(ADDRESS(ROW(), COLUMN())),-1,0)+$O$15*D95*L721,IF(ROW(B95)=ROW($B$30),$O$15*D95*L721,0))))","v":0},20000,{"$f":"IF(B95>$O$6,0,IF(B95<$O$5,0,IF(ROW(B95)>ROW($B$30),OFFSET(INDIRECT(ADDRESS(ROW(), COLUMN())),-1,0)+$O$15*D95*N721,IF(ROW(B95)=ROW($B$30),$O$15*D95*N721,0))))","v":0},20000,{"$f":"IF(B95>$O$6,0,IF(B95<$O$5,0,IF(ROW(B95)>ROW($B$30),OFFSET(INDIRECT(ADDRESS(ROW(), COLUMN())),-1,0)+$O$15*D95*P721,IF(ROW(B95)=ROW($B$30),$O$15*D95*P721,0))))","v":0},20000,{"$f":"IF(B95>$O$6,0,IF(B95<$O$5,0,IF(ROW(B95)>ROW($B$30),OFFSET(INDIRECT(ADDRESS(ROW(), COLUMN())),-1,0)+$O$15*D95*R721,IF(ROW(B95)=ROW($B$30),$O$15*D95*R721,0))))","v":0},20000,{"$f":"IF(B95>$O$6,0,IF(B95<$O$5,0,IF(ROW(B95)>ROW($B$30),OFFSET(INDIRECT(ADDRESS(ROW(), COLUMN())),-1,0)+$O$15*D95*T721,IF(ROW(B95)=ROW($B$30),$O$15*D95*T721,0))))","v":0},20000,{"$f":"IF(B95>$O$6,0,IF(B95<$O$5,0,IF(ROW(B95)>ROW($B$30),OFFSET(INDIRECT(ADDRESS(ROW(), COLUMN())),-1,0)+$O$15*D95*V721,IF(ROW(B95)=ROW($B$30),$O$15*D95*V721,0))))","v":0},20000,{"$f":"IF(B95>$O$6,0,IF(B95<$O$5,0,IF(ROW(B95)>ROW($B$30),OFFSET(INDIRECT(ADDRESS(ROW(), COLUMN())),-1,0)+$O$15*D95*X721,IF(ROW(B95)=ROW($B$30),$O$15*D95*X721,0))))","v":0},20000,{"$f":"IF(B95>$O$6,0,IF(B95<$O$5,0,IF(ROW(B95)>ROW($B$30),OFFSET(INDIRECT(ADDRESS(ROW(), COLUMN())),-1,0)+$O$15*D95*Z721,IF(ROW(B95)=ROW($B$30),$O$15*D95*Z721,0))))","v":0},20000,{"$f":"IF(B95>$O$6,0,IF(B95<$O$5,0,IF(ROW(B95)>ROW($B$30),OFFSET(INDIRECT(ADDRESS(ROW(), COLUMN())),-1,0)+$O$15*D95*AB721,IF(ROW(B95)=ROW($B$30),$O$15*D95*AB721,0))))","v":0},20000,{"$f":"IF(B95>$O$6,0,IF(B95<$O$5,0,IF(ROW(B95)>ROW($B$30),OFFSET(INDIRECT(ADDRESS(ROW(), COLUMN())),-1,0)+$O$15*D95*AD721,IF(ROW(B95)=ROW($B$30),$O$15*D95*AD721,0))))","v":0}]
[null,20000,0,20000,0,20000,0,20000,0,20000,0,20000,0,20000,0,20000,0,20000,0,20000,0,20000,0,20000,0,20000,0,20000,0,20000,0]
[null,20000,0,20000,0,20000,0,20000,0,20000,0,20000,0,20000,0,20000,0,20000,0,20000,0,20000,0,20000,0,20000,0,20000,0,20000,0]
[null,20000,0,20000,0,20000,0,20000,0,20000,0,20000,0,20000,0,20000,0,20000,0,20000,0,20000,0,20000,0,20000,0,20000,0,20000,0]
[null,20000,0,20000,0,20000,0,20000,0,20000,0,20000,0,20000,0,20000,0,20000,0,20000,0,20000,0,20000,0,20000,0,20000,0,20000,0]
[null,20000,0,20000,0,20000,0,20000,0,20000,0,20000,0,20000,0,20000,0,20000,0,20000,0,20000,0,20000,0,20000,0,20000,0,20000,0]
[null,20000,0,20000,0,20000,0,20000,0,20000,0,20000,0,20000,0,20000,0,20000,0,20000,0,20000,0,20000,0,20000,0,20000,0,20000,0]
[null,20000,0,20000,0,20000,0,20000,0,20000,0,20000,0,20000,0,20000,0,20000,0,20000,0,20000,0,20000,0,20000,0,20000,0,20000,0]
[null,20000,0,20000,0,20000,0,20000,0,20000,0,20000,0,20000,0,20000,0,20000,0,20000,0,20000,0,20000,0,20000,0,20000,0,20000,0]
[null,20000,0,20000,0,20000,0,20000,0,20000,0,20000,0,20000,0,20000,0,20000,0,20000,0,20000,0,20000,0,20000,0,20000,0,20000,0]
[null,20000,0,20000,0,20000,0,20000,0,20000,0,20000,0,20000,0,20000,0,20000,0,20000,0,20000,0,20000,0,20000,0,20000,0,20000,0]
[null,20000,0,20000,0,20000,0,20000,0,20000,0,20000,0,20000,0,20000,0,20000,0,20000,0,20000,0,20000,0,20000,0,20000,0,20000,0]
[null,20000,0,20000,0,20000,0,20000,0,20000,0,20000,0,20000,0,20000,0,20000,0,20000,0,20000,0,20000,0,20000,0,20000,0,20000,0]
[null,20000,0,20000,0,20000,0,20000,0,20000,0,20000,0,20000,0,20000,0,20000,0,20000,0,20000,0,20000,0,20000,0,20000,0,20000,0]
[null,20000,0,20000,0,20000,0,20000,0,20000,0,20000,0,20000,0,20000,0,20000,0,20000,0,20000,0,20000,0,20000,0,20000,0,20000,0]
[null,20000,0,20000,0,20000,0,20000,0,20000,0,20000,0,20000,0,20000,0,20000,0,20000,0,20000,0,20000,0,20000,0,20000,0,20000,0]
[null,20000,0,20000,0,20000,0,20000,0,20000,0,20000,0,20000,0,20000,0,20000,0,20000,0,20000,0,20000,0,20000,0,20000,0,20000,0]
[null,20000,0,20000,0,20000,0,20000,0,20000,0,20000,0,20000,0,20000,0,20000,0,20000,0,20000,0,20000,0,20000,0,20000,0,20000,0]
[null,20000,0,20000,0,20000,0,20000,0,20000,0,20000,0,20000,0,20000,0,20000,0,20000,0,20000,0,20000,0,20000,0,20000,0,20000,0]
[null,20000,0,20000,0,20000,0,20000,0,20000,0,20000,0,20000,0,20000,0,20000,0,20000,0,20000,0,20000,0,20000,0,20000,0,20000,0]
[null,20000,0,20000,0,20000,0,20000,0,20000,0,20000,0,20000,0,20000,0,20000,0,20000,0,20000,0,20000,0,20000,0,20000,0,20000,0]
[null,20000,0,20000,0,20000,0,20000,0,20000,0,20000,0,20000,0,20000,0,20000,0,20000,0,20000,0,20000,0,20000,0,20000,0,20000,0]
[null,20000,0,20000,0,20000,0,20000,0,20000,0,20000,0,20000,0,20000,0,20000,0,20000,0,20000,0,20000,0,20000,0,20000,0,20000,0]
[null,20000,0,20000,0,20000,0,20000,0,20000,0,20000,0,20000,0,20000,0,20000,0,20000,0,20000,0,20000,0,20000,0,20000,0,20000,0]
[null,20000,0,20000,0,20000,0,20000,0,20000,0,20000,0,20000,0,20000,0,20000,0,20000,0,20000,0,20000,0,20000,0,20000,0,20000,0]
[null,20000,0,20000,0,20000,0,20000,0,20000,0,20000,0,20000,0,20000,0,20000,0,20000,0,20000,0,20000,0,20000,0,20000,0,20000,0]
[null,20000,0,20000,0,20000,0,20000,0,20000,0,20000,0,20000,0,20000,0,20000,0,20000,0,20000,0,20000,0,20000,0,20000,0,20000,0]
[null,20000,0,20000,0,20000,0,20000,0,20000,0,20000,0,20000,0,20000,0,20000,0,20000,0,20000,0,20000,0,20000,0,20000,0,20000,0]
[null,20000,0,20000,0,20000,0,20000,0,20000,0,20000,0,20000,0,20000,0,20000,0,20000,0,20000,0,20000,0,20000,0,20000,0,20000,0]
[null,20000,0,20000,0,20000,0,20000,0,20000,0,20000,0,20000,0,20000,0,20000,0,20000,0,20000,0,20000,0,20000,0,20000,0,20000,0]
[null,20000,0,20000,0,20000,0,20000,0,20000,0,20000,0,20000,0,20000,0,20000,0,20000,0,20000,0,20000,0,20000,0,20000,0,20000,0]
[null,20000,0,20000,0,20000,0,20000,0,20000,0,20000,0,20000,0,20000,0,20000,0,20000,0,20000,0,20000,0,20000,0,20000,0,20000,0]
[null,20000,0,20000,0,20000,0,20000,0,20000,0,20000,0,20000,0,20000,0,20000,0,20000,0,20000,0,20000,0,20000,0,20000,0,20000,0]
[null,20000,0,20000,0,20000,0,20000,0,20000,0,20000,0,20000,0,20000,0,20000,0,20000,0,20000,0,20000,0,20000,0,20000,0,20000,0]
[null,20000,0,20000,0,20000,0,20000,0,20000,0,20000,0,20000,0,20000,0,20000,0,20000,0,20000,0,20000,0,20000,0,20000,0,20000,0]
[null,20000,0,20000,0,20000,0,20000,0,20000,0,20000,0,20000,0,20000,0,20000,0,20000,0,20000,0,20000,0,20000,0,20000,0,20000,0]
[null,20000,0,20000,0,20000,0,20000,0,20000,0,20000,0,20000,0,20000,0,20000,0,20000,0,20000,0,20000,0,20000,0,20000,0,20000,0]
[null,20000,0,20000,0,20000,0,20000,0,20000,0,20000,0,20000,0,20000,0,20000,0,20000,0,20000,0,20000,0,20000,0,20000,0,20000,0]
[null,20000,0,20000,0,20000,0,20000,0,20000,0,20000,0,20000,0,20000,0,20000,0,20000,0,20000,0,20000,0,20000,0,20000,0,20000,0]
[null,20000,0,20000,0,20000,0,20000,0,20000,0,20000,0,20000,0,20000,0,20000,0,20000,0,20000,0,20000,0,20000,0,20000,0,20000,0]
[null,20000,0,20000,0,20000,0,20000,0,20000,0,20000,0,20000,0,20000,0,20000,0,20000,0,20000,0,20000,0,20000,0,20000,0,20000,0]
[null,20000,0,20000,0,20000,0,20000,0,20000,0,20000,0,20000,0,20000,0,20000,0,20000,0,20000,0,20000,0,20000,0,20000,0,20000,0]
[null,20000,0,20000,0,20000,0,20000,0,20000,0,20000,0,20000,0,20000,0,20000,0,20000,0,20000,0,20000,0,20000,0,20000,0,20000,0]
[null,20000,0,20000,0,20000,0,20000,0,20000,0,20000,0,20000,0,20000,0,20000,0,20000,0,20000,0,20000,0,20000,0,20000,0,20000,0]
[null,20000,0,20000,0,20000,0,20000,0,20000,0,20000,0,20000,0,20000,0,20000,0,20000,0,20000,0,20000,0,20000,0,20000,0,20000,0]
[null,20000,0,20000,0,20000,0,20000,0,20000,0,20000,0,20000,0,20000,0,20000,0,20000,0,20000,0,20000,0,20000,0,20000,0,20000,0]
[null,20000,0,20000,0,20000,0,20000,0,20000,0,20000,0,20000,0,20000,0,20000,0,20000,0,20000,0,20000,0,20000,0,20000,0,20000,0]
[null,20000,0,20000,0,20000,0,20000,0,20000,0,20000,0,20000,0,20000,0,20000,0,20000,0,20000,0,20000,0,20000,0,20000,0,20000,0]
[null,20000,0,20000,0,20000,0,20000,0,20000,0,20000,0,20000,0,20000,0,20000,0,20000,0,20000,0,20000,0,20000,0,20000,0,20000,0]
[null,20000,0,20000,0,20000,0,20000,0,20000,0,20000,0,20000,0,20000,0,20000,0,20000,0,20000,0,20000,0,20000,0,20000,0,20000,0]
[null,20000,0,20000,0,20000,0,20000,0,20000,0,20000,0,20000,0,20000,0,20000,0,20000,0,20000,0,20000,0,20000,0,20000,0,20000,0]
[null,20000,0,20000,0,20000,0,20000,0,20000,0,20000,0,20000,0,20000,0,20000,0,20000,0,20000,0,20000,0,20000,0,20000,0,20000,0]
[null,20000,0,20000,0,20000,0,20000,0,20000,0,20000,0,20000,0,20000,0,20000,0,20000,0,20000,0,20000,0,20000,0,20000,0,20000,0]
[null,20000,0,20000,0,20000,0,20000,0,20000,0,20000,0,20000,0,20000,0,20000,0,20000,0,20000,0,20000,0,20000,0,20000,0,20000,0]
[null,20000,0,20000,0,20000,0,20000,0,20000,0,20000,0,20000,0,20000,0,20000,0,20000,0,20000,0,20000,0,20000,0,20000,0,20000,0]
[null,20000,0,20000,0,20000,0,20000,0,20000,0,20000,0,20000,0,20000,0,20000,0,20000,0,20000,0,20000,0,20000,0,20000,0,20000,0]
[null,20000,0,20000,0,20000,0,20000,0,20000,0,20000,0,20000,0,20000,0,20000,0,20000,0,20000,0,20000,0,20000,0,20000,0,20000,0]
[null,20000,0,20000,0,20000,0,20000,0,20000,0,20000,0,20000,0,20000,0,20000,0,20000,0,20000,0,20000,0,20000,0,20000,0,20000,0]
[null,20000,0,20000,0,20000,0,20000,0,20000,0,20000,0,20000,0,20000,0,20000,0,20000,0,20000,0,20000,0,20000,0,20000,0,20000,0]
[null,20000,0,20000,0,20000,0,20000,0,20000,0,20000,0,20000,0,20000,0,20000,0,20000,0,20000,0,20000,0,20000,0,20000,0,20000,0]
[null,20000,0,20000,0,20000,0,20000,0,20000,0,20000,0,20000,0,20000,0,20000,0,20000,0,20000,0,20000,0,20000,0,20000,0,20000,0]
[null,20000,0,20000,0,20000,0,20000,0,20000,0,20000,0,20000,0,20000,0,20000,0,20000,0,20000,0,20000,0,20000,0,20000,0,20000,0]
[null,20000,0,20000,0,20000,0,20000,0,20000,0,20000,0,20000,0,20000,0,20000,0,20000,0,20000,0,20000,0,20000,0,20000,0,20000,0]
[null,{"$f":"IF(B158<$O$5,0,IF(C158*$B$654>$O$8,$O$8,C158*$B$654))","v":20000},0,{"$f":"IF(B158<$O$5,0,IF(C158*$D$654>$O$8,$O$8,C158*$D$654))","v":20000},0,{"$f":"IF(B158<$O$5,0,IF(C158*$F$654>$O$8,$O$8,C158*$F$654))","v":20000},0,{"$f":"IF(B158<$O$5,0,IF(C158*$H$654>$O$8,$O$8,C158*$H$654))","v":20000},0,{"$f":"IF(B158<$O$5,0,IF(C158*$J$654>$O$8,$O$8,C158*$J$654))","v":20000},0,{"$f":"IF(B158<$O$5,0,IF(C158*$L$654>$O$8,$O$8,C158*$L$654))","v":20000},0,{"$f":"IF(B158<$O$5,0,IF(C158*$N$654>$O$8,$O$8,C158*$N$654))","v":20000},0,{"$f":"IF(B158<$O$5,0,IF(C158*$P$654>$O$8,$O$8,C158*$P$654))","v":20000},0,{"$f":"IF(B158<$O$5,0,IF(C158*$R$654>$O$8,$O$8,C158*$R$654))","v":20000},0,{"$f":"IF(B158<$O$5,0,IF(C158*$T$654>$O$8,$O$8,C158*$T$654))","v":20000},0,{"$f":"IF(B158<$O$5,0,IF(C158*$V$654>$O$8,$O$8,C158*$V$654))","v":20000},0,{"$f":"IF(B158<$O$5,0,IF(C158*$X$654>$O$8,$O$8,C158*$X$654))","v":20000},0,{"$f":"IF(B158<$O$5,0,IF(C158*$Z$654>$O$8,$O$8,C158*$Z$654))","v":20000},0,{"$f":"IF(B158<$O$5,0,IF(C158*$AB$654>$O$8,$O$8,C158*$AB$654))","v":20000},0,{"$f":"IF(B158<$O$5,0,IF(C158*$AD$654>$O$8,$O$8,C158*$AD$654))","v":20000},0]
[null,20000,{"$f":"IF(B159>$O$6,0,IF(B159<$O$5,0,IF(ROW(B159)>ROW($B$30),OFFSET(INDIRECT(ADDRESS(ROW(), COLUMN())),-1,0)+$O$15*D159*B785,IF(ROW(B159)=ROW($B$30),$O$15*D159*B785,0))))","v":0},20000,{"$f":"IF(B159>$O$6,0,IF(B159<$O$5,0,IF(ROW(B159)>ROW($B$30),OFFSET(INDIRECT(ADDRESS(ROW(), COLUMN())),-1,0)+$O$15*D159*D785,IF(ROW(B159)=ROW($B$30),$O$15*D159*D785,0))))","v":0},20000,{"$f":"IF(B159>$O$6,0,IF(B159<$O$5,0,IF(ROW(B159)>ROW($B$30),OFFSET(INDIRECT(ADDRESS(ROW(), COLUMN())),-1,0)+$O$15*D159*F785,IF(ROW(B159)=ROW($B$30),$O$15*D159*F785,0))))","v":0},20000,{"$f":"IF(B159>$O$6,0,IF(B159<$O$5,0,IF(ROW(B159)>ROW($B$30),OFFSET(INDIRECT(ADDRESS(ROW(), COLUMN())),-1,0)+$O$15*D159*H785,IF(ROW(B159)=ROW($B$30),$O$15*D159*H785,0))))","v":0},20000,{"$f":"IF(B159>$O$6,0,IF(B159<$O$5,0,IF(ROW(B159)>ROW($B$30),OFFSET(INDIRECT(ADDRESS(ROW(), COLUMN())),-1,0)+$O$15*D159*J785,IF(ROW(B159)=ROW($B$30),$O$15*D159*J785,0))))","v":0},20000,{"$f":"IF(B159>$O$6,0,IF(B159<$O$5,0,IF(ROW(B159)>ROW($B$30),OFFSET(INDIRECT(ADDRESS(ROW(), COLUMN())),-1,0)+$O$15*D159*L785,IF(ROW(B159)=ROW($B$30),$O$15*D159*L785,0))))","v":0},20000,{"$f":"IF(B159>$O$6,0,IF(B159<$O$5,0,IF(ROW(B159)>ROW($B$30),OFFSET(INDIRECT(ADDRESS(ROW(), COLUMN())),-1,0)+$O$15*D159*N785,IF(ROW(B159)=ROW($B$30),$O$15*D159*N785,0))))","v":0},20000,{"$f":"IF(B159>$O$6,0,IF(B159<$O$5,0,IF(ROW(B159)>ROW($B$30),OFFSET(INDIRECT(ADDRESS(ROW(), COLUMN())),-1,0)+$O$15*D159*P785,IF(ROW(B159)=ROW($B$30),$O$15*D159*P785,0))))","v":0},20000,{"$f":"IF(B159>$O$6,0,IF(B159<$O$5,0,IF(ROW(B159)>ROW($B$30),OFFSET(INDIRECT(ADDRESS(ROW(), COLUMN())),-1,0)+$O$15*D159*R785,IF(ROW(B159)=ROW($B$30),$O$15*D159*R785,0))))","v":0},20000,{"$f":"IF(B159>$O$6,0,IF(B159<$O$5,0,IF(ROW(B159)>ROW($B$30),OFFSET(INDIRECT(ADDRESS(ROW(), COLUMN())),-1,0)+$O$15*D159*T785,IF(ROW(B159)=ROW($B$30),$O$15*D159*T785,0))))","v":0},20000,{"$f":"IF(B159>$O$6,0,IF(B159<$O$5,0,IF(ROW(B159)>ROW($B$30),OFFSET(INDIRECT(ADDRESS(ROW(), COLUMN())),-1,0)+$O$15*D159*V785,IF(ROW(B159)=ROW($B$30),$O$15*D159*V785,0))))","v":0},20000,{"$f":"IF(B159>$O$6,0,IF(B159<$O$5,0,IF(ROW(B159)>ROW($B$30),OFFSET(INDIRECT(ADDRESS(ROW(), COLUMN())),-1,0)+$O$15*D159*X785,IF(ROW(B159)=ROW($B$30),$O$15*D159*X785,0))))","v":0},20000,{"$f":"IF(B159>$O$6,0,IF(B159<$O$5,0,IF(ROW(B159)>ROW($B$30),OFFSET(INDIRECT(ADDRESS(ROW(), COLUMN())),-1,0)+$O$15*D159*Z785,IF(ROW(B159)=ROW($B$30),$O$15*D159*Z785,0))))","v":0},20000,{"$f":"IF(B159>$O$6,0,IF(B159<$O$5,0,IF(ROW(B159)>ROW($B$30),OFFSET(INDIRECT(ADDRESS(ROW(), COLUMN())),-1,0)+$O$15*D159*AB785,IF(ROW(B159)=ROW($B$30),$O$15*D159*AB785,0))))","v":0},20000,{"$f":"IF(B159>$O$6,0,IF(B159<$O$5,0,IF(ROW(B159)>ROW($B$30),OFFSET(INDIRECT(ADDRESS(ROW(), COLUMN())),-1,0)+$O$15*D159*AD785,IF(ROW(B159)=ROW($B$30),$O$15*D159*AD785,0))))","v":0}]
[null,20000,0,20000,0,20000,0,20000,0,20000,0,20000,0,20000,0,20000,0,20000,0,20000,0,20000,0,20000,0,20000,0,20000,0,20000,0]
[null,20000,0,20000,0,20000,0,20000,0,20000,0,20000,0,20000,0,20000,0,20000,0,20000,0,20000,0,20000,0,20000,0,20000,0,20000,0]
[null,20000,0,20000,0,20000,0,20000,0,20000,0,20000,0,20000,0,20000,0,20000,0,20000,0,20000,0,20000,0,20000,0,20000,0,20000,0]
[null,20000,0,20000,0,20000,0,20000,0,20000,0,20000,0,20000,0,20000,0,20000,0,20000,0,20000,0,20000,0,20000,0,20000,0,20000,0]
[null,20000,0,20000,0,20000,0,20000,0,20000,0,20000,0,20000,0,20000,0,20000,0,20000,0,20000,0,20000,0,20000,0,20000,0,20000,0]
[null,20000,0,20000,0,20000,0,20000,0,20000,0,20000,0,20000,0,20000,0,20000,0,20000,0,20000,0,20000,0,20000,0,20000,0,20000,0]
[null,20000,0,20000,0,20000,0,20000,0,20000,0,20000,0,20000,0,20000,0,20000,0,20000,0,20000,0,20000,0,20000,0,20000,0,20000,0]
[null,20000,0,20000,0,20000,0,20000,0,20000,0,20000,0,20000,0,20000,0,20000,0,20000,0,20000,0,20000,0,20000,0,20000,0,20000,0]
[null,20000,0,20000,0,20000,0,20000,0,20000,0,20000,0,20000,0,20000,0,20000,0,20000,0,20000,0,20000,0,20000,0,20000,0,20000,0]
[null,20000,0,20000,0,20000,0,20000,0,20000,0,20000,0,20000,0,20000,0,20000,0,20000,0,20000,0,20000,0,20000,0,20000,0,20000,0]
[null,20000,0,20000,0,20000,0,20000,0,20000,0,20000,0,20000,0,20000,0,20000,0,20000,0,20000,0,20000,0,20000,0,20000,0,20000,0]
[null,20000,0,20000,0,20000,0,20000,0,20000,0,20000,0,20000,0,20000,0,20000,0,20000,0,20000,0,20000,0,20000,0,20000,0,20000,0]
[null,20000,0,20000,0,20000,0,20000,0,20000,0,20000,0,20000,0,20000,0,20000,0,20000,0,20000,0,20000,0,20000,0,20000,0,20000,0]
[null,20000,0,20000,0,20000,0,20000,0,20000,0,20000,0,20000,0,20000,0,20000,0,20000,0,20000,0,20000,0,20000,0,20000,0,20000,0]
[null,20000,0,20000,0,20000,0,20000,0,20000,0,20000,0,20000,0,20000,0,20000,0,20000,0,20000,0,20000,0,20000,0,20000,0,20000,0]
[null,20000,0,20000,0,20000,0,20000,0,20000,0,20000,0,20000,0,20000,0,20000,0,20000,0,20000,0,20000,0,20000,0,20000,0,20000,0]
[null,20000,0,20000,0,20000,0,20000,0,20000,0,20000,0,20000,0,20000,0,20000,0,20000,0,20000,0,20000,0,20000,0,20000,0,20000,0]
[null,20000,0,20000,0,20000,0,20000,0,20000,0,20000,0,20000,0,20000,0,20000,0,20000,0,20000,0,20000,0,20000,0,20000,0,20000,0]
[null,20000,0,20000,0,20000,0,20000,0,20000,0,20000,0,20000,0,20000,0,20000,0,20000,0,20000,0,20000,0,20000,0,20000,0,20000,0]
[null,20000,0,20000,0,20000,0,20000,0,20000,0,20000,0,20000,0,20000,0,20000,0,20000,0,20000,0,20000,0,20000,0,20000,0,20000,0]
[null,20000,0,20000,0,20000,0,20000,0,20000,0,20000,0,20000,0,20000,0,20000,0,20000,0,20000,0,20000,0,20000,0,20000,0,20000,0]
[null,20000,0,20000,0,20000,0,20000,0,20000,0,20000,0,20000,0,20000,0,20000,0,20000,0,20000,0,20000,0,20000,0,20000,0,20000,0]
[null,20000,0,20000,0,20000,0,20000,0,20000,0,20000,0,20000,0,20000,0,20000,0,20000,0,20000,0,20000,0,20000,0,20000,0,20000,0]
[null,20000,0,20000,0,20000,0,20000,0,20000,0,20000,0,20000,0,20000,0,20000,0,20000,0,20000,0,20000,0,20000,0,20000,0,20000,0]
[null,20000,0,20000,0,20000,0,20000,0,20000,0,20000,0,20000,0,20000,0,20000,0,20000,0,20000,0,20000,0,20000,0,20000,0,20000,0]
[null,20000,0,20000,0,20000,0,20000,0,20000,0,20000,0,20000,0,20000,0,20000,0,20000,0,20000,0,20000,0,20000,0,20000,0,20000,0]
[null,20000,0,20000,0,20000,0,20000,0,20000,0,20000,0,20000,0,20000,0,20000,0,20000,0,20000,0,20000,0,20000,0,20000,0,20000,0]
[null,20000,0,20000,0,20000,0,20000,0,20000,0,20000,0,20000,0,20000,0,20000,0,20000,0,20000,0,20000,0,20000,0,20000,0,20000,0]
[null,20000,0,20000,0,20000,0,20000,0,20000,0,20000,0,20000,0,20000,0,20000,0,20000,0,20000,0,20000,0,20000,0,20000,0,20000,0]
[null,20000,0,20000,0,20000,0,20000,0,20000,0,20000,0,20000,0,20000,0,20000,0,20000,0,20000,0,20000,0,20000,0,20000,0,20000,0]
[null,20000,0,20000,0,20000,0,20000,0,20000,0,20000,0,20000,0,20000,0,20000,0,20000,0,20000,0,20000,0,20000,0,20000,0,20000,0]
[null,20000,0,20000,0,20000,0,20000,0,20000,0,20000,0,20000,0,20000,0,20000,0,20000,0,20000,0,20000,0,20000,0,20000,0,20000,0]
[null,20000,0,20000,0,20000,0,20000,0,20000,0,20000,0,20000,0,20000,0,20000,0,20000,0,20000,0,20000,0,20000,0,20000,0,20000,0]
[null,20000,0,20000,0,20000,0,20000,0,20000,0,20000,0,20000,0,20000,0,20000,0,20000,0,20000,0,20000,0,20000,0,20000,0,20000,0]
[null,20000,0,20000,0,20000,0,20000,0,20000,0,20000,0,20000,0,20000,0,20000,0,20000,0,20000,0,20000,0,20000,0,20000,0,20000,0]
[null,20000,0,20000,0,20000,0,20000,0,20000,0,20000,0,20000,0,20000,0,20000,0,20000,0,20000,0,20000,0,20000,0,20000,0,20000,0]
[null,20000,0,20000,0,20000,0,20000,0,20000,0,20000,0,20000,0,20000,0,20000,0,20000,0,20000,0,20000,0,20000,0,20000,0,20000,0]
[null,20000,0,20000,0,20000,0,20000,0,20000,0,20000,0,20000,0,20000,0,20000,0,20000,0,20000,0,20000,0,20000,0,20000,0,20000,0]
[null,20000,0,20000,0,20000,0,20000,0,20000,0,20000,0,20000,0,20000,0,20000,0,20000,0,20000,0,20000,0,20000,0,20000,0,20000,0]
[null,20000,0,20000,0,20000,0,20000,0,20000,0,20000,0,20000,0,20000,0,20000,0,20000,0,20000,0,20000,0,20000,0,20000,0,20000,0]
[null,20000,0,20000,0,20000,0,20000,0,20000,0,20000,0,20000,0,20000,0,20000,0,20000,0,20000,0,20000,0,20000,0,20000,0,20000,0]
[null,20000,0,20000,0,20000,0,20000,0,20000,0,20000,0,20000,0,20000,0,20000,0,20000,0,20000,0,20000,0,20000,0,20000,0,20000,0]
[null,20000,0,20000,0,20000,0,20000,0,20000,0,20000,0,20000,0,20000,0,20000,0,20000,0,20000,0,20000,0,20000,0,20000,0,20000,0]
[null,20000,0,20000,0,20000,0,20000,0,20000,0,20000,0,20000,0,20000,0,20000,0,20000,0,20000,0,20000,0,20000,0,20000,0,20000,0]
[null,20000,0,20000,0,20000,0,20000,0,20000,0,20000,0,20000,0,20000,0,20000,0,20000,0,20000,0,20000,0,20000,0,20000,0,20000,0]
[null,20000,0,20000,0,20000,0,20000,0,20000,0,20000,0,20000,0,20000,0,20000,0,20000,0,20000,0,20000,0,20000,0,20000,0,20000,0]
[null,20000,0,20000,0,20000,0,20000,0,20000,0,20000,0,20000,0,20000,0,20000,0,20000,0,20000,0,20000,0,20000,0,20000,0,20000,0]
[null,20000,0,20000,0,20000,0,20000,0,20000,0,20000,0,20000,0,20000,0,20000,0,20000,0,20000,0,20000,0,20000,0,20000,0,20000,0]
[null,20000,0,20000,0,20000,0,20000,0,20000,0,20000,0,20000,0,20000,0,20000,0,20000,0,20000,0,20000,0,20000,0,20000,0,20000,0]
[null,20000,0,20000,0,20000,0,20000,0,20000,0,20000,0,20000,0,20000,0,20000,0,20000,0,20000,0,20000,0,20000,0,20000,0,20000,0]
[null,20000,0,20000,0,20000,0,20000,0,20000,0,20000,0,20000,0,20000,0,20000,0,20000,0,20000,0,20000,0,20000,0,20000,0,20000,0]
[null,20000,0,20000,0,20000,0,20000,0,20000,0,20000,0,20000,0,20000,0,20000,0,20000,0,20000,0,20000,0,20000,0,20000,0,20000,0]
[null,20000,0,20000,0,20000,0,20000,0,20000,0,20000,0,20000,0,20000,0,20000,0,20000,0,20000,0,20000,0,20000,0,20000,0,20000,0]
[null,20000,0,20000,0,20000,0,20000,0,20000,0,20000,0,20000,0,20000,0,20000,0,20000,0,20000,0,20000,0,20000,0,20000,0,20000,0]
[null,20000,0,20000,0,20000,0,20000,0,20000,0,20000,0,20000,0,20000,0,20000,0,20000,0,20000,0,20000,0,20000,0,20000,0,20000,0]
[null,20000,0,20000,0,20000,0,20000,0,20000,0,20000,0,20000,0,20000,0,20000,0,20000,0,20000,0,20000,0,20000,0,20000,0,20000,0]
[null,20000,0,20000,0,20000,0,20000,0,20000,0,20000,0,20000,0,20000,0,20000,0,20000,0,20000,0,20000,0,20000,0,20000,0,20000,0]
[null,20000,0,20000,0,20000,0,20000,0,20000,0,20000,0,20000,0,20000,0,20000,0,20000,0,20000,0,20000,0,20000,0,20000,0,20000,0]
[null,20000,0,20000,0,20000,0,20000,0,20000,0,20000,0,20000,0,20000,0,20000,0,20000,0,20000,0,20000,0,20000,0,20000,0,20000,0]
[null,20000,0,20000,0,20000,0,20000,0,20000,0,20000,0,20000,0,20000,0,20000,0,20000,0,20000,0,20000,0,20000,0,20000,0,20000,0]
[null,20000,0,20000,0,20000,0,20000,0,20000,0,20000,0,20000,0,20000,0,20000,0,20000,0,20000,0,20000,0,20000,0,20000,0,20000,0]
[null,20000,0,20000,0,20000,0,20000,0,20000,0,20000,0,20000,0,20000,0,20000,0,20000,0,20000,0,20000,0,20000,0,20000,0,20000,0]
[null,{"$f":"IF(B222<$O$5,0,IF(C222*$B$654>$O$8,$O$8,C222*$B$654))","v":20000},0,{"$f":"IF(B222<$O$5,0,IF(C222*$D$654>$O$8,$O$8,C222*$D$654))","v":20000},0,{"$f":"IF(B222<$O$5,0,IF(C222*$F$654>$O$8,$O$8,C222*$F$654))","v":20000},0,{"$f":"IF(B222<$O$5,0,IF(C222*$H$654>$O$8,$O$8,C222*$H$654))","v":20000},0,{"$f":"IF(B222<$O$5,0,IF(C222*$J$654>$O$8,$O$8,C222*$J$654))","v":20000},0,{"$f":"IF(B222<$O$5,0,IF(C222*$L$654>$O$8,$O$8,C222*$L$654))","v":20000},0,{"$f":"IF(B222<$O$5,0,IF(C222*$N$654>$O$8,$O$8,C222*$N$654))","v":20000},0,{"$f":"IF(B222<$O$5,0,IF(C222*$P$654>$O$8,$O$8,C222*$P$654))","v":20000},0,{"$f":"IF(B222<$O$5,0,IF(C222*$R$654>$O$8,$O$8,C222*$R$654))","v":20000},0,{"$f":"IF(B222<$O$5,0,IF(C222*$T$654>$O$8,$O$8,C222*$T$654))","v":20000},0,{"$f":"IF(B222<$O$5,0,IF(C222*$V$654>$O$8,$O$8,C222*$V$654))","v":20000},0,{"$f":"IF(B222<$O$5,0,IF(C222*$X$654>$O$8,$O$8,C222*$X$654))","v":20000},0,{"$f":"IF(B222<$O$5,0,IF(C222*$Z$654>$O$8,$O$8,C222*$Z$654))","v":20000},0,{"$f":"IF(B222<$O$5,0,IF(C222*$AB$654>$O$8,$O$8,C222*$AB$654))","v":20000},0,{"$f":"IF(B222<$O$5,0,IF(C222*$AD$654>$O$8,$O$8,C222*$AD$654))","v":20000},0]
[null,20000,{"$f":"IF(B223>$O$6,0,IF(B223<$O$5,0,IF(ROW(B223)>ROW($B$30),OFFSET(INDIRECT(ADDRESS(ROW(), COLUMN())),-1,0)+$O$15*D223*B849,IF(ROW(B223)=ROW($B$30),$O$15*D223*B849,0))))","v":0},20000,{"$f":"IF(B223>$O$6,0,IF(B223<$O$5,0,IF(ROW(B223)>ROW($B$30),OFFSET(INDIRECT(ADDRESS(ROW(), COLUMN())),-1,0)+$O$15*D223*D849,IF(ROW(B223)=ROW($B$30),$O$15*D223*D849,0))))","v":0},20000,{"$f":"IF(B223>$O$6,0,IF(B223<$O$5,0,IF(ROW(B223)>ROW($B$30),OFFSET(INDIRECT(ADDRESS(ROW(), COLUMN())),-1,0)+$O$15*D223*F849,IF(ROW(B223)=ROW($B$30),$O$15*D223*F849,0))))","v":0},20000,{"$f":"IF(B223>$O$6,0,IF(B223<$O$5,0,IF(ROW(B223)>ROW($B$30),OFFSET(INDIRECT(ADDRESS(ROW(), COLUMN())),-1,0)+$O$15*D223*H849,IF(ROW(B223)=ROW($B$30),$O$15*D223*H849,0))))","v":0},20000,{"$f":"IF(B223>$O$6,0,IF(B223<$O$5,0,IF(ROW(B223)>ROW($B$30),OFFSET(INDIRECT(ADDRESS(ROW(), COLUMN())),-1,0)+$O$15*D223*J849,IF(ROW(B223)=ROW($B$30),$O$15*D223*J849,0))))","v":0},20000,{"$f":"IF(B223>$O$6,0,IF(B223<$O$5,0,IF(ROW(B223)>ROW($B$30),OFFSET(INDIRECT(ADDRESS(ROW(), COLUMN())),-1,0)+$O$15*D223*L849,IF(ROW(B223)=ROW($B$30),$O$15*D223*L849,0))))","v":0},20000,{"$f":"IF(B223>$O$6,0,IF(B223<$O$5,0,IF(ROW(B223)>ROW($B$30),OFFSET(INDIRECT(ADDRESS(ROW(), COLUMN())),-1,0)+$O$15*D223*N849,IF(ROW(B223)=ROW($B$30),$O$15*D223*N849,0))))","v":0},20000,{"$f":"IF(B223>$O$6,0,IF(B223<$O$5,0,IF(ROW(B223)>ROW($B$30),OFFSET(INDIRECT(ADDRESS(ROW(), COLUMN())),-1,0)+$O$15*D223*P849,IF(ROW(B223)=ROW($B$30),$O$15*D223*P849,0))))","v":0},20000,{"$f":"IF(B223>$O$6,0,IF(B223<$O$5,0,IF(ROW(B223)>ROW($B$30),OFFSET(INDIRECT(ADDRESS(ROW(), COLUMN())),-1,0)+$O$15*D223*R849,IF(ROW(B223)=ROW($B$30),$O$15*D223*R849,0))))","v":0},20000,{"$f":"IF(B223>$O$6,0,IF(B223<$O$5,0,IF(ROW(B223)>ROW($B$30),OFFSET(INDIRECT(ADDRESS(ROW(), COLUMN())),-1,0)+$O$15*D223*T849,IF(ROW(B223)=ROW($B$30),$O$15*D223*T849,0))))","v":0},20000,{"$f":"IF(B223>$O$6,0,IF(B223<$O$5,0,IF(ROW(B223)>ROW($B$30),OFFSET(INDIRECT(ADDRESS(ROW(), COLUMN())),-1,0)+$O$15*D223*V849,IF(ROW(B223)=ROW($B$30),$O$15*D223*V849,0))))","v":0},20000,{"$f":"IF(B223>$O$6,0,IF(B223<$O$5,0,IF(ROW(B223)>ROW($B$30),OFFSET(INDIRECT(ADDRESS(ROW(), COLUMN())),-1,0)+$O$15*D223*X849,IF(ROW(B223)=ROW($B$30),$O$15*D223*X849,0))))","v":0},20000,{"$f":"IF(B223>$O$6,0,IF(B223<$O$5,0,IF(ROW(B223)>ROW($B$30),OFFSET(INDIRECT(ADDRESS(ROW(), COLUMN())),-1,0)+$O$15*D223*Z849,IF(ROW(B223)=ROW($B$30),$O$15*D223*Z849,0))))","v":0},20000,{"$f":"IF(B223>$O$6,0,IF(B223<$O$5,0,IF(ROW(B223)>ROW($B$30),OFFSET(INDIRECT(ADDRESS(ROW(), COLUMN())),-1,0)+$O$15*D223*AB849,IF(ROW(B223)=ROW($B$30),$O$15*D223*AB849,0))))","v":0},20000,{"$f":"IF(B223>$O$6,0,IF(B223<$O$5,0,IF(ROW(B223)>ROW($B$30),OFFSET(INDIRECT(ADDRESS(ROW(), COLUMN())),-1,0)+$O$15*D223*AD849,IF(ROW(B223)=ROW($B$30),$O$15*D223*AD849,0))))","v":0}]
[null,20000,0,20000,0,20000,0,20000,0,20000,0,20000,0,20000,0,20000,0,20000,0,20000,0,20000,0,20000,0,20000,0,20000,0,20000,0]
[null,20000,0,20000,0,20000,0,20000,0,20000,0,20000,0,20000,0,20000,0,20000,0,20000,0,20000,0,20000,0,20000,0,20000,0,20000,0]
[null,20000,0,20000,0,20000,0,20000,0,20000,0,20000,0,20000,0,20000,0,20000,0,20000,0,20000,0,20000,0,20000,0,20000,0,20000,0]
[null,20000,0,20000,0,20000,0,20000,0,20000,0,20000,0,20000,0,20000,0,20000,0,20000,0,20000,0,20000,0,20000,0,20000,0,20000,0]
[null,20000,0,20000,0,20000,0,20000,0,20000,0,20000,0,20000,0,20000,0,20000,0,20000,0,20000,0,20000,0,20000,0,20000,0,20000,0]
[null,20000,0,20000,0,20000,0,20000,0,20000,0,20000,0,20000,0,20000,0,20000,0,20000,0,20000,0,20000,0,20000,0,20000,0,20000,0]
[null,20000,0,20000,0,20000,0,20000,0,20000,0,20000,0,20000,0,20000,0,20000,0,20000,0,20000,0,20000,0,20000,0,20000,0,20000,0]
[null,20000,0,20000,0,20000,0,20000,0,20000,0,20000,0,20000,0,20000,0,20000,0,20000,0,20000,0,20000,0,20000,0,20000,0,20000,0]
[null,20000,0,20000,0,20000,0,20000,0,20000,0,20000,0,20000,0,20000,0,20000,0,20000,0,20000,0,20000,0,20000,0,20000,0,20000,0]
[null,20000,0,20000,0,20000,0,20000,0,20000,0,20000,0,20000,0,20000,0,20000,0,20000,0,20000,0,20000,0,20000,0,20000,0,20000,0]
[null,20000,0,20000,0,20000,0,20000,0,20000,0,20000,0,20000,0,20000,0,20000,0,20000,0,20000,0,20000,0,20000,0,20000,0,20000,0]
[null,20000,0,20000,0,20000,0,20000,0,20000,0,20000,0,20000,0,20000,0,20000,0,20000,0,20000,0,20000,0,20000,0,20000,0,20000,0]
[null,20000,0,20000,0,20000,0,20000,0,20000,0,20000,0,20000,0,20000,0,20000,0,20000,0,20000,0,20000,0,20000,0,20000,0,20000,0]
[null,20000,0,20000,0,20000,0,20000,0,20000,0,20000,0,20000,0,20000,0,20000,0,20000,0,20000,0,20000,0,20000,0,20000,0,20000,0]
[null,20000,0,20000,0,20000,0,20000,0,20000,0,20000,0,20000,0,20000,0,20000,0,20000,0,20000,0,20000,0,20000,0,20000,0,20000,0]
[null,20000,0,20000,0,20000,0,20000,0,20000,0,20000,0,20000,0,20000,0,20000,0,20000,0,20000,0,20000,0,20000,0,20000,0,20000,0]
[null,20000,0,20000,0,20000,0,20000,0,20000,0,20000,0,20000,0,20000,0,20000,0,20000,0,20000,0,20000,0,20000,0,20000,0,20000,0]
[null,20000,0,20000,0,20000,0,20000,0,20000,0,20000,0,20000,0,20000,0,20000,0,20000,0,20000,0,20000,0,20000,0,20000,0,20000,0]
[null,20000,0,20000,0,20000,0,20000,0,20000,0,20000,0,20000,0,20000,0,20000,0,20000,0,20000,0,20000,0,20000,0,20000,0,20000,0]
[null,20000,0,20000,0,20000,0,20000,0,20000,0,20000,0,20000,0,20000,0,20000,0,20000,0,20000,0,20000,0,20000,0,20000,0,20000,0]
[null,20000,0,20000,0,20000,0,20000,0,20000,0,20000,0,20000,0,20000,0,20000,0,20000,0,20000,0,20000,0,20000,0,20000,0,20000,0]
[null,20000,0,20000,0,20000,0,20000,0,20000,0,20000,0,20000,0,20000,0,20000,0,20000,0,20000,0,20000,0,20000,0,20000,0,20000,0]
[null,20000,0,20000,0,20000,0,20000,0,20000,0,20000,0,20000,0,20000,0,20000,0,20000,0,20000,0,20000,0,20000,0,20000,0,20000,0]
[null,20000,0,20000,0,20000,0,20000,0,20000,0,20000,0,20000,0,20000,0,20000,0,20000,0,20000,0,20000,0,20000,0,20000,0,20000,0]
[null,20000,0,20000,0,20000,0,20000,0,20000,0,20000,0,20000,0,20000,0,20000,0,20000,0,20000,0,20000,0,20000,0,20000,0,20000,0]
[null,20000,0,20000,0,20000,0,20000,0,20000,0,20000,0,20000,0,20000,0,20000,0,20000,0,20000,0,20000,0,20000,0,20000,0,20000,0]
[null,20000,0,20000,0,20000,0,20000,0,20000,0,20000,0,20000,0,20000,0,20000,0,20000,0,20000,0,20000,0,20000,0,20000,0,20000,0]
[null,20000,0,20000,0,20000,0,20000,0,20000,0,20000,0,20000,0,20000,0,20000,0,20000,0,20000,0,20000,0,20000,0,20000,0,20000,0]
[null,20000,0,20000,0,20000,0,20000,0,20000,0,20000,0,20000,0,20000,0,20000,0,20000,0,20000,0,20000,0,20000,0,20000,0,20000,0]
[null,20000,0,20000,0,20000,0,20000,0,20000,0,20000,0,20000,0,20000,0,20000,0,20000,0,20000,0,20000,0,20000,0,20000,0,20000,0]
[null,20000,0,20000,0,20000,0,20000,0,20000,0,20000,0,20000,0,20000,0,20000,0,20000,0,20000,0,20000,0,20000,0,20000,0,20000,0]
[null,20000,0,20000,0,20000,0,20000,0,20000,0,20000,0,20000,0,20000,0,20000,0,20000,0,20000,0,20000,0,20000,0,20000,0,20000,0]
[null,20000,0,20000,0,20000,0,20000,0,20000,0,20000,0,20000,0,20000,0,20000,0,20000,0,20000,0,20000,0,20000,0,20000,0,20000,0]
[null,20000,0,20000,0,20000,0,20000,0,20000,0,20000,0,20000,0,20000,0,20000,0,20000,0,20000,0,20000,0,20000,0,20000,0,20000,0]
[null,20000,0,20000,0,20000,0,20000,0,20000,0,20000,0,20000,0,20000,0,20000,0,20000,0,20000,0,20000,0,20000,0,20000,0,20000,0]
[null,20000,0,20000,0,20000,0,20000,0,20000,0,20000,0,20000,0,20000,0,20000,0,20000,0,20000,0,20000,0,20000,0,20000,0,20000,0]
[null,20000,0,20000,0,20000,0,20000,0,20000,0,20000,0,20000,0,20000,0,20000,0,20000,0,20000,0,20000,0,20000,0,20000,0,20000,0]
[null,20000,0,20000,0,20000,0,20000,0,20000,0,20000,0,20000,0,20000,0,20000,0,20000,0,20000,0,20000,0,20000,0,20000,0,20000,0]
[null,20000,0,20000,0,20000,0,20000,0,20000,0,20000,0,20000,0,20000,0,20000,0,20000,0,20000,0,20000,0,20000,0,20000,0,20000,0]
[null,20000,0,20000,0,20000,0,20000,0,20000,0,20000,0,20000,0,20000,0,20000,0,20000,0,20000,0,20000,0,20000,0,20000,0,20000,0]
[null,20000,0,20000,0,20000,0,20000,0,20000,0,20000,0,20000,0,20000,0,20000,0,20000,0,20000,0,20000,0,20000,0,20000,0,20000,0]
[null,20000,0,20000,0,20000,0,20000,0,20000,0,20000,0,20000,0,20000,0,20000,0,20000,0,20000,0,20000,0,20000,0,20000,0,20000,0]
[null,20000,0,20000,0,20000,0,20000,0,20000,0,20000,0,20000,0,20000,0,20000,0,20000,0,20000,0,20000,0,20000,0,20000,0,20000,0]
[null,20000,0,20000,0,20000,0,20000,0,20000,0,20000,0,20000,0,20000,0,20000,0,20000,0,20000,0,20000,0,20000,0,20000,0,20000,0]
[null,20000,0,20000,0,20000,0,20000,0,20000,0,20000,0,20000,0,20000,0,20000,0,20000,0,20000,0,20000,0,20000,0,20000,0,20000,0]
[null,20000,0,20000,0,20000,0,20000,0,20000,0,20000,0,20000,0,20000,0,20000,0,20000,0,20000,0,20000,0,20000,0,20000,0,20000,0]
[null,20000,0,20000,0,20000,0,20000,0,20000,0,20000,0,20000,0,20000,0,20000,0,20000,0,20000,0,20000,0,20000,0,20000,0,20000,0]
[null,20000,0,20000,0,20000,0,20000,0,20000,0,20000,0,20000,0,20000,0,20000,0,20000,0,20000,0,20000,0,20000,0,20000,0,20000,0]
[null,20000,0,20000,0,20000,0,20000,0,20000,0,20000,0,20000,0,20000,0,20000,0,20000,0,20000,0,20000,0,20000,0,20000,0,20000,0]
[null,20000,0,20000,0,20000,0,20000,0,20000,0,20000,0,20000,0,20000,0,20000,0,20000,0,20000,0,20000,0,20000,0,20000,0,20000,0]
[null,20000,0,20000,0,20000,0,20000,0,20000,0,20000,0,20000,0,20000,0,20000,0,20000,0,20000,0,20000,0,20000,0,20000,0,20000,0]
[null,20000,0,20000,0,20000,0,20000,0,20000,0,20000,0,20000,0,20000,0,20000,0,20000,0,20000,0,20000,0,20000,0,20000,0,20000,0]
[null,20000,0,20000,0,20000,0,20000,0,20000,0,20000,0,20000,0,20000,0,20000,0,20000,0,20000,0,20000,0,20000,0,20000,0,20000,0]
[null,20000,0,20000,0,20000,0,20000,0,20000,0,20000,0,20000,0,20000,0,20000,0,20000,0,20000,0,20000,0,20000,0,20000,0,20000,0]
[null,20000,0,20000,0,20000,0,20000,0,20000,0,20000,0,20000,0,20000,0,20000,0,20000,0,20000,0,20000,0,20000,0,20000,0,20000,0]
[null,20000,0,20000,0,20000,0,20000,0,20000,0,20000,0,20000,0,20000,0,20000,0,20000,0,20000,0,20000,0,20000,0,20000,0,20000,0]
[null,20000,0,20000,0,20000,0,20000,0,20000,0,20000,0,20000,0,20000,0,20000,0,20000,0,20000,0,20000,0,20000,0,20000,0,20000,0]
[null,20000,0,20000,0,20000,0,20000,0,20000,0,20000,0,20000,0,20000,0,20000,0,20000,0,20000,0,20000,0,20000,0,20000,0,20000,0]
[null,20000,0,20000,0,20000,0,20000,0,20000,0,20000,0,20000,0,20000,0,20000,0,20000,0,20000,0,20000,0,20000,0,20000,0,20000,0]
[null,20000,0,20000,0,20000,0,20000,0,20000,0,20000,0,20000,0,20000,0,20000,0,20000,0,20000,0,20000,0,20000,0,20000,0,20000,0]
[null,20000,0,20000,0,20000,0,20000,0,20000,0,20000,0,20000,0,20000,0,20000,0,20000,0,20000,0,20000,0,20000,0,20000,0,20000,0]
[null,20000,0,20000,0,20000,0,20000,0,20000,0,20000,0,20000,0,20000,0,20000,0,20000,0,20000,0,20000,0,20000,0,20000,0,20000,0]
[null,{"$f":"IF(B286<$O$5,0,IF(C286*$B$654>$O$8,$O$8,C286*$B$654))","v":20000},0,{"$f":"IF(B286<$O$5,0,IF(C286*$D$654>$O$8,$O$8,C286*$D$654))","v":20000},0,{"$f":"IF(B286<$O$5,0,IF(C286*$F$654>$O$8,$O$8,C286*$F$654))","v":20000},0,{"$f":"IF(B286<$O$5,0,IF(C286*$H$654>$O$8,$O$8,C286*$H$654))","v":20000},0,{"$f":"IF(B286<$O$5,0,IF(C286*$J$654>$O$8,$O$8,C286*$J$654))","v":20000},0,{"$f":"IF(B286<$O$5,0,IF(C286*$L$654>$O$8,$O$8,C286*$L$654))","v":20000},0,{"$f":"IF(B286<$O$5,0,IF(C286*$N$654>$O$8,$O$8,C286*$N$654))","v":20000},0,{"$f":"IF(B286<$O$5,0,IF(C286*$P$654>$O$8,$O$8,C286*$P$654))","v":20000},0,{"$f":"IF(B286<$O$5,0,IF(C286*$R$654>$O$8,$O$8,C286*$R$654))","v":20000},0,{"$f":"IF(B286<$O$5,0,IF(C286*$T$654>$O$8,$O$8,C286*$T$654))","v":20000},0,{"$f":"IF(B286<$O$5,0,IF(C286*$V$654>$O$8,$O$8,C286*$V$654))","v":20000},0,{"$f":"IF(B286<$O$5,0,IF(C286*$X$654>$O$8,$O$8,C286*$X$654))","v":20000},0,{"$f":"IF(B286<$O$5,0,IF(C286*$Z$654>$O$8,$O$8,C286*$Z$654))","v":20000},0,{"$f":"IF(B286<$O$5,0,IF(C286*$AB$654>$O$8,$O$8,C286*$AB$654))","v":20000},0,{"$f":"IF(B286<$O$5,0,IF(C286*$AD$654>$O$8,$O$8,C286*$AD$654))","v":20000},0]
[null,20000,{"$f":"IF(B287>$O$6,0,IF(B287<$O$5,0,IF(ROW(B287)>ROW($B$30),OFFSET(INDIRECT(ADDRESS(ROW(), COLUMN())),-1,0)+$O$15*D287*B913,IF(ROW(B287)=ROW($B$30),$O$15*D287*B913,0))))","v":0},20000,{"$f":"IF(B287>$O$6,0,IF(B287<$O$5,0,IF(ROW(B287)>ROW($B$30),OFFSET(INDIRECT(ADDRESS(ROW(), COLUMN())),-1,0)+$O$15*D287*D913,IF(ROW(B287)=ROW($B$30),$O$15*D287*D913,0))))","v":0},20000,{"$f":"IF(B287>$O$6,0,IF(B287<$O$5,0,IF(ROW(B287)>ROW($B$30),OFFSET(INDIRECT(ADDRESS(ROW(), COLUMN())),-1,0)+$O$15*D287*F913,IF(ROW(B287)=ROW($B$30),$O$15*D287*F913,0))))","v":0},20000,{"$f":"IF(B287>$O$6,0,IF(B287<$O$5,0,IF(ROW(B287)>ROW($B$30),OFFSET(INDIRECT(ADDRESS(ROW(), COLUMN())),-1,0)+$O$15*D287*H913,IF(ROW(B287)=ROW($B$30),$O$15*D287*H913,0))))","v":0},20000,{"$f":"IF(B287>$O$6,0,IF(B287<$O$5,0,IF(ROW(B287)>ROW($B$30),OFFSET(INDIRECT(ADDRESS(ROW(), COLUMN())),-1,0)+$O$15*D287*J913,IF(ROW(B287)=ROW($B$30),$O$15*D287*J913,0))))","v":0},20000,{"$f":"IF(B287>$O$6,0,IF(B287<$O$5,0,IF(ROW(B287)>ROW($B$30),OFFSET(INDIRECT(ADDRESS(ROW(), COLUMN())),-1,0)+$O$15*D287*L913,IF(ROW(B287)=ROW($B$30),$O$15*D287*L913,0))))","v":0},20000,{"$f":"IF(B287>$O$6,0,IF(B287<$O$5,0,IF(ROW(B287)>ROW($B$30),OFFSET(INDIRECT(ADDRESS(ROW(), COLUMN())),-1,0)+$O$15*D287*N913,IF(ROW(B287)=ROW($B$30),$O$15*D287*N913,0))))","v":0},20000,{"$f":"IF(B287>$O$6,0,IF(B287<$O$5,0,IF(ROW(B287)>ROW($B$30),OFFSET(INDIRECT(ADDRESS(ROW(), COLUMN())),-1,0)+$O$15*D287*P913,IF(ROW(B287)=ROW($B$30),$O$15*D287*P913,0))))","v":0},20000,{"$f":"IF(B287>$O$6,0,IF(B287<$O$5,0,IF(ROW(B287)>ROW($B$30),OFFSET(INDIRECT(ADDRESS(ROW(), COLUMN())),-1,0)+$O$15*D287*R913,IF(ROW(B287)=ROW($B$30),$O$15*D287*R913,0))))","v":0},20000,{"$f":"IF(B287>$O$6,0,IF(B287<$O$5,0,IF(ROW(B287)>ROW($B$30),OFFSET(INDIRECT(ADDRESS(ROW(), COLUMN())),-1,0)+$O$15*D287*T913,IF(ROW(B287)=ROW($B$30),$O$15*D287*T913,0))))","v":0},20000,{"$f":"IF(B287>$O$6,0,IF(B287<$O$5,0,IF(ROW(B287)>ROW($B$30),OFFSET(INDIRECT(ADDRESS(ROW(), COLUMN())),-1,0)+$O$15*D287*V913,IF(ROW(B287)=ROW($B$30),$O$15*D287*V913,0))))","v":0},20000,{"$f":"IF(B287>$O$6,0,IF(B287<$O$5,0,IF(ROW(B287)>ROW($B$30),OFFSET(INDIRECT(ADDRESS(ROW(), COLUMN())),-1,0)+$O$15*D287*X913,IF(ROW(B287)=ROW($B$30),$O$15*D287*X913,0))))","v":0},20000,{"$f":"IF(B287>$O$6,0,IF(B287<$O$5,0,IF(ROW(B287)>ROW($B$30),OFFSET(INDIRECT(ADDRESS(ROW(), COLUMN())),-1,0)+$O$15*D287*Z913,IF(ROW(B287)=ROW($B$30),$O$15*D287*Z913,0))))","v":0},20000,{"$f":"IF(B287>$O$6,0,IF(B287<$O$5,0,IF(ROW(B287)>ROW($B$30),OFFSET(INDIRECT(ADDRESS(ROW(), COLUMN())),-1,0)+$O$15*D287*AB913,IF(ROW(B287)=ROW($B$30),$O$15*D287*AB913,0))))","v":0},20000,{"$f":"IF(B287>$O$6,0,IF(B287<$O$5,0,IF(ROW(B287)>ROW($B$30),OFFSET(INDIRECT(ADDRESS(ROW(), COLUMN())),-1,0)+$O$15*D287*AD913,IF(ROW(B287)=ROW($B$30),$O$15*D287*AD913,0))))","v":0}]
[null,20000,0,20000,0,20000,0,20000,0,20000,0,20000,0,20000,0,20000,0,20000,0,20000,0,20000,0,20000,0,20000,0,20000,0,20000,0]
[null,20000,0,20000,0,20000,0,20000,0,20000,0,20000,0,20000,0,20000,0,20000,0,20000,0,20000,0,20000,0,20000,0,20000,0,20000,0]
[null,20000,0,20000,0,20000,0,20000,0,20000,0,20000,0,20000,0,20000,0,20000,0,20000,0,20000,0,20000,0,20000,0,20000,0,20000,0]
[null,20000,0,20000,0,20000,0,20000,0,20000,0,20000,0,20000,0,20000,0,20000,0,20000,0,20000,0,20000,0,20000,0,20000,0,20000,0]
[null,20000,0,20000,0,20000,0,20000,0,20000,0,20000,0,20000,0,20000,0,20000,0,20000,0,20000,0,20000,0,20000,0,20000,0,20000,0]
[null,20000,0,20000,0,20000,0,20000,0,20000,0,20000,0,20000,0,20000,0,20000,0,20000,0,20000,0,20000,0,20000,0,20000,0,20000,0]
[null,20000,0,20000,0,20000,0,20000,0,20000,0,20000,0,20000,0,20000,0,20000,0,20000,0,20000,0,20000,0,20000,0,20000,0,20000,0]
[null,20000,0,20000,0,20000,0,20000,0,20000,0,20000,0,20000,0,20000,0,20000,0,20000,0,20000,0,20000,0,20000,0,20000,0,20000,0]
[null,20000,0,20000,0,20000,0,20000,0,20000,0,20000,0,20000,0,20000,0,20000,0,20000,0,20000,0,20000,0,20000,0,20000,0,20000,0]
[null,20000,0,20000,0,20000,0,20000,0,20000,0,20000,0,20000,0,20000,0,20000,0,20000,0,20000,0,20000,0,20000,0,20000,0,20000,0]
[null,20000,0,20000,0,20000,0,20000,0,20000,0,20000,0,20000,0,20000,0,20000,0,20000,0,20000,0,20000,0,20000,0,20000,0,20000,0]
[null,20000,0,20000,0,20000,0,20000,0,20000,0,20000,0,20000,0,20000,0,20000,0,20000,0,20000,0,20000,0,20000,0,20000,0,20000,0]
[null,20000,0,20000,0,20000,0,20000,0,20000,0,20000,0,20000,0,20000,0,20000,0,20000,0,20000,0,20000,0,20000,0,20000,0,20000,0]
[null,20000,0,20000,0,20000,0,20000,0,20000,0,20000,0,20000,0,20000,0,20000,0,20000,0,20000,0,20000,0,20000,0,20000,0,20000,0]
[null,20000,0,20000,0,20000,0,20000,0,20000,0,20000,0,20000,0,20000,0,20000,0,20000,0,20000,0,20000,0,20000,0,20000,0,20000,0]
[null,20000,0,20000,0,20000,0,20000,0,20000,0,20000,0,20000,0,20000,0,20000,0,20000,0,20000,0,20000,0,20000,0,20000,0,20000,0]
[null,20000,0,20000,0,20000,0,20000,0,20000,0,20000,0,20000,0,20000,0,20000,0,20000,0,20000,0,20000,0,20000,0,20000,0,20000,0]
[null,20000,0,20000,0,20000,0,20000,0,20000,0,20000,0,20000,0,20000,0,20000,0,20000,0,20000,0,20000,0,20000,0,20000,0,20000,0]
[null,20000,0,20000,0,20000,0,20000,0,20000,0,20000,0,20000,0,20000,0,20000,0,20000,0,20000,0,20000,0,20000,0,20000,0,20000,0]
[null,20000,0,20000,0,20000,0,20000,0,20000,0,20000,0,20000,0,20000,0,20000,0,20000,0,20000,0,20000,0,20000,0,20000,0,20000,0]
[null,20000,0,20000,0,20000,0,20000,0,20000,0,20000,0,20000,0,20000,0,20000,0,20000,0,20000,0,20000,0,20000,0,20000,0,20000,0]
[null,20000,0,20000,0,20000,0,20000,0,20000,0,20000,0,20000,0,20000,0,20000,0,20000,0,20000,0,20000,0,20000,0,20000,0,20000,0]
[null,20000,0,20000,0,20000,0,20000,0,20000,0,20000,0,20000,0,20000,0,20000,0,20000,0,20000,0,20000,0,20000,0,20000,0,20000,0]
[null,20000,0,20000,0,20000,0,20000,0,20000,0,20000,0,20000,0,20000,0,20000,0,20000,0,20000,0,20000,0,20000,0,20000,0,20000,0]
[null,20000,0,20000,0,20000,0,20000,0,20000,0,20000,0,20000,0,20000,0,20000,0,20000,0,20000,0,20000,0,20000,0,20000,0,20000,0]
[null,20000,0,20000,0,20000,0,20000,0,20000,0,20000,0,20000,0,20000,0,20000,0,20000,0,20000,0,20000,0,20000,0,20000,0,20000,0]
[null,20000,0,20000,0,20000,0,20000,0,20000,0,20000,0,20000,0,20000,0,20000,0,20000,0,20000,0,20000,0,20000,0,20000,0,20000,0]
[null,20000,0,20000,0,20000,0,20000,0,20000,0,20000,0,20000,0,20000,0,20000,0,20000,0,20000,0,20000,0,20000,0,20000,0,20000,0]
[null,20000,0,20000,0,20000,0,20000,0,20000,0,20000,0,20000,0,20000,0,20000,0,20000,0,20000,0,20000,0,20000,0,20000,0,20000,0]
[null,20000,0,20000,0,20000,0,20000,0,20000,0,20000,0,20000,0,20000,0,20000,0,20000,0,20000,0,20000,0,20000,0,20000,0,20000,0]
[null,20000,0,20000,0,20000,0,20000,0,20000,0,20000,0,20000,0,20000,0,20000,0,20000,0,20000,0,20000,0,20000,0,20000,0,20000,0]
[null,20000,0,20000,0,20000,0,20000,0,20000,0,20000,0,20000,0,20000,0,20000,0,20000,0,20000,0,20000,0,20000,0,20000,0,20000,0]
[null,20000,0,20000,0,20000,0,20000,0,20000,0,20000,0,20000,0,20000,0,20000,0,20000,0,20000,0,20000,0,20000,0,20000,0,20000,0]
[null,20000,0,20000,0,20000,0,20000,0,20000,0,20000,0,20000,0,20000,0,20000,0,20000,0,20000,0,20000,0,20000,0,20000,0,20000,0]
[null,20000,0,20000,0,20000,0,20000,0,20000,0,20000,0,20000,0,20000,0,20000,0,20000,0,20000,0,20000,0,20000,0,20000,0,20000,0]
[null,20000,0,20000,0,20000,0,20000,0,20000,0,20000,0,20000,0,20000,0,20000,0,20000,0,20000,0,20000,0,20000,0,20000,0,20000,0]
[null,20000,0,20000,0,20000,0,20000,0,20000,0,20000,0,20000,0,20000,0,20000,0,20000,0,20000,0,20000,0,20000,0,20000,0,20000,0]
[null,20000,0,20000,0,20000,0,20000,0,20000,0,20000,0,20000,0,20000,0,20000,0,20000,0,20000,0,20000,0,20000,0,20000,0,20000,0]
[null,20000,0,20000,0,20000,0,20000,0,20000,0,20000,0,20000,0,20000,0,20000,0,20000,0,20000,0,20000,0,20000,0,20000,0,20000,0]
[null,20000,0,20000,0,20000,0,20000,0,20000,0,20000,0,20000,0,20000,0,20000,0,20000,0,20000,0,20000,0,20000,0,20000,0,20000,0]
[null,20000,0,20000,0,20000,0,20000,0,20000,0,20000,0,20000,0,20000,0,20000,0,20000,0,20000,0,20000,0,20000,0,20000,0,20000,0]
[null,20000,0,20000,0,20000,0,20000,0,20000,0,20000,0,20000,0,20000,0,20000,0,20000,0,20000,0,20000,0,20000,0,20000,0,20000,0]
[null,20000,0,20000,0,20000,0,20000,0,20000,0,20000,0,20000,0,20000,0,20000,0,20000,0,20000,0,20000,0,20000,0,20000,0,20000,0]

{"sheet":"2b. Proposed Design Plot","index":3,"n_rows":27,"n_cols":16,"rows_kept":27,"cut":false,"hidden":false,"merged":[[26,15,27,18]]}
{"$rows_empty":26}
[{"$nulls":15},"This plot is generated automatically from the tab \"2a. Proposed Design\""]

{"sheet":"2c. Summary of Changes","index":4,"n_rows":5,"n_cols":5,"rows_kept":5,"cut":false,"hidden":false,"merged":[[0,2,0,3],[0,0,0,1]]}
["Summary and justification of changes",null,"This page summarizes the changes between the \"Original Design\" (Sheet 1a) and the \"Proposed Design\" (Sheet 2a).  \nPlease use Sheet 2a as the basis for information on this sheet, including \"cell number\""]
[]
["Cell number","Corresponding variable","Description of change made","Brief justification of change"]
["H9 \n(EXAMPLE ONLY)","Mass of Rotor Blades","New value is 1/3 of previous value","We propose a new blade design that …","THIS LINE SERVES AS AN EXAMPLE"]
["F16 - L16\n(EXAMPLE ONLY)","XYZ (NEW)","Added a new required component, XYZ, and included its mass (##), ft (##), fm (##), and fi (##)","XYZ is required for this design, but it will enable reduction in mass elsewhere in the system…","THIS LINE SERVES AS AN EXAMPLE"]

{"sheet":"About","index":5,"n_rows":26,"n_cols":2,"rows_kept":26,"cut":false,"hidden":false,"merged":[[25,1,25,17],[23,1,23,17],[24,1,24,17],[0,1,0,17],[1,1,1,17],[2,1,2,17],[3,1,3,17],[5,1,8,17],[10,1,14,17],[16,1,21,17]]}
[null,"SHARKS Program (Submarine Hydrokinetic And Riverine Kilo/megawatt Systems)"]
[null,"This workbook corresponds to ARPA-E DE-FOA-0002334 (Section I.C.2) and DE-FOA-0002335 (Section I.D.2)."]
[null,"ARPA-E, U.S. Department of Energy, Washington D.C. (https://arpaefoa.energy.gov)"]
[null," Version 2.0  (April 2020)"]
[]
[null,"The ARPA-E SHARKS Program seeks to develop new designs for economically attractive Hydrokinetic Turbines (HKT) for tidal and riverine currents. The program urges the application of Control Co-Design (CCD), Co-Design (CD), and Designing-for-OpEx (DFO) methodologies to HKT design. These three design methodologies require the concurrent (rather than sequential) application of a wide range of disciplines, starting at the conceptual design stage. "]
[]
[]
[]
[]
[null,"The two-dimensional LCOE Metric Space introduced here considers the swept-rotor-area per equivalent mass (M2) and the power generation efficiency (M1) of the HKT, and guides the research to navigate across resulting LCOE isolines. Three tasks can be applied to optimize the system design: Task T1 includes technological innovations that increase M1, which is the total efficiency from the kinetic energy of water to the electrical energy at the output of the turbine; Task T2 focuses on increasing M2, which is the swept area of the rotor normalized by the equivalent mass of the system; Task T3 are innovations that move down the LCOE isolines by decreasing operation and maintenance expenses, OpEx, from OpEx1 to OpEx2, with OpEx2 < OpEx1. "]
[]
[]
[]
[]
[]
[null,"In general, the Excel workbook files are named S#_SHARKS_MetricSpaceWorkbook.xlsx and are provided to calculate the M1 and M2 metrics and the LCOE front in the metric space of the SHARKS Program. The information about the new HKT designs proposed by the applicants must be introduced in tab \"2a. Proposed Design\". Numbers that differ from the \"1a. Original Design\" must be included in \"2c. Summary of Changes\". Typically, the cells to be modified in \"2a. Proposed Design\" are the ones with brown numbers. Cells with black numbers are calculated by equations. If the proposed design needs different equations from the ones in this document, this has to be justified in tab 2c as well. The plots in tabs 1b and 2b are generated automatically from tabs 1a and 2a respectively. Cost of electrical lines and substation are excluded. The case proposed in \"1a. Original Design\" and \"1b. Original Design Plot\" is Case S# of the SHARKS FOA document."]
[]
[]
[]
[]
[]
[]
[null,"Version 1.1 allows vCutIn to be as low as 1 m/s, which doesn't affect wind energy systems, but is useful for calculations of tidal energy converters."]
[null,"Version 1.2 allows vCutIn to be as low as 0 m/s and a better resolution on the Weibull distribution."]
[null,"Version 2.0 adapted for SHARKS FOA."]

{"sheet":"Glossary","index":6,"n_rows":49,"n_cols":5,"rows_kept":49,"cut":false,"hidden":false,"merged":[[0,0,0,1]]}
["Glossary of terms",null,"This page describes the main variables used in this Workbook "]
[]
["Cell","Name","Units","Variable","Description"]
["A2, B24","Metric M1","--","M1","M1 = Pe1 / Pw1 = Cp µ"]
["A3, F21","Metric M2","m2/kg","M2","M2 = Ar / Meq"]
["A4, N12","Levelized cost of energy","$/kWh","LCOE","LCOE = (FCR CapEx + OpEx) / AEP"]
["A5, N3","Levelized cost of energy target","$/kWh","LCOE target","Value of the target levelized cost of energy"]
["A10","Water density","kg/m3","ρ","Water density at the HKT"]
["A11","Swept rotor area","m2","Ar","For both, Parallel-Axis Hydrokinetic Turbines (PAHKT) and Orthogonal-Axis Hydrokinetic Turbines (OAHKT), Ar is the area of the cross-section of the rotor, perpendicular to the water direction. For Kite-type Energy Systems, Ar is the area of the annular path described by the tethered system."]
["A12","Water speed below rated","m/s","V1","Selected undisturbed upstream below-rated water velocity, assuming a perfect maximum power point tracking (MPPT) control strategy (e.g., 1.5 m/s)"]
["A13","Water power at V1","W","Pw1","Power of the water at V1"]
["A14","Electrical power at V1","We","Pe1","Electrical power generation at V1 at the output of the system"]
["A15","Generator losses","p.u.","Lg","Generator losses"]
["A16","Drive-train losses","p.u.","Ldt","Drive-train (gearbox and power electronics) losses"]
["A17","Wake effect losses","p.u.","Lw","Wake effect losses due to the hydrodynamic interaction of turbines in the farm"]
["A18","Electrical losses","p.u.","Le","Electrical losses (substation and electrical lines, intra-array and array-to-shore)"]
["A19","Other losses","p.u.","Lo","Other losses"]
["A20","Water turbine availavility","p.u.","Av","HKT availability to generate power given water conditions between cut in and cut out velocities"]
["A21","Maximum power coefficient","p.u.","Cp","Maximum hydrodynamic power coefficient; Cp = Cpmax"]
["A22","Electromechanical eff.","p.u.","µ","Efficiency of the electromechanical system; µ = (1 - Lg)(1 - Ldt)(1 - Lw)(1 - Le)(1 - Lo)Av"]
["L8","Original component mass","kg","mcj","Mass of each individual component j (rotor, nacelle, structure, floating system, mooring system, anchoring/foundation system)"]
["H8","Equivalent component mass","kg","mj","Equivalent mass of component j as made of steel of reference. mj = ft (1 + fm + fi) mcj "]
["G20","Equivalent mass","kg","Meq","Sum of equivalent component masses. Meq = ∑mj"]
["N4","Csref (Steel ref)","$/kg","Csref ","Cost of steel of reference"]
["N5","Cut in velocity","m/s","vCutIn","Minimum water velocity for HKT power generation"]
["N6","Cut out velocity","m/s","vCutOut","Maximum water velocity for HKT power generation"]
["N7","Fixed charge rate","1/yr","FCR","Factor to translate capital expenditure to a per year cost over the project lifetime"]
["N8","Rated power","We","Per","Rated electric power at the output of the HKT"]
["N9","Operating expense per kW","$/kWe/yr","OpExPerKW","Operating expense per kW of electrical output"]
["N10","Operating expense","$/yr","OpEx","Operation and maintenance cost of HKT per year"]
["N11","Capital expenditure ","$","CapEx","Capital cost of HKT; CapEx = Meq * Csref"]
["F23","Average cross-section at the site","m2","meanCS","Average flow cross-section of the site; meanCS = meanWidth x meanDepth"]
["F24","Average width","m","meanWidth","Average width of the site"]
["F25","Average depth","m","meanDepth","Average depth of the site"]
["N13","Cell index of cut in velocity","--","indVin","Excel cell index corresponding to cut in velocity"]
["N14","Cell index of cut out velocity","--","indVoff","Excel cell index corresponding to cut out velocity"]
["N15","Number of hours in year","hr/yr","nHoursYear","= 24hr/day * 365 day/yr"]
["N16","Water velocity array interval","--","interval","Resolution of the velocity array"]
["N17","Inverse of interval","--","kk","= 1/interval"]
["N18","Length of velocity array","--","nV0","Number of elements in velocity array"]
["N19","Average water velocity","m/s","meanWaterVel","Average water velocity at the site; determined by frequency distribution"]
["N20","Rated water velocity","m/s","ratedWaterVel","Rated water velocity at the site; determined by the rated power at the site"]
["N21","Watt-hours per year","Wh/yr","WhYear","Energy produced by the HKT in one year at the selected site; calculated by the convolution of the power curve of the HKT and the ater velocity probability distribution"]
["N22","Capacity factor","%","CF","CF = WhYear / (Per * nHoursYear) * 100"]
["N23","Annual energy production","kWh/yr","AEP","AEP = WhYear / 1000"]
["T2","Material factor","--","ft","Ratio between the cost of one kilogram of the original material divided by one kilogram of steel of reference"]
["T15","Manufacturing factor","--","fm","Ratio between the cost per kilogram of the manufacturing of the component divided by the cost of one kilogram of the original material of the component"]
["U15","Installation factor","--","fi","Ratio between the cost per kilogram of the installation of the component divided by the cost of one kilogram of the original material of the component"]
["--","Hydrokinetic Turbine","--","HKT","Includes hydrokinetic turbine, floating platform, mooring system, etc."]