{"text_format":"2","workbook":"xlsx","n_sheets":7,"sheets":["1a. Original Design","1b. Original Design Plot","2a. Proposed Design","2b. Proposed Design Plot","2c. Summary of Changes","About","Glossary"],"not_rendered":{"charts":2,"images":0,"macros":0,"external_links":0,"defined_names":0,"comments":0,"pivot_tables":0},"unopened":[],"bounds":{"document_bytes":16777216,"sheet_cells":100000,"run_cost":"one","rows_first":2000,"rows_last":500,"rows_between":2000,"halvings":0,"cell_chars":16384,"cell_head_chars":4096},"cells_cut":0,"cells_raw":0,"read":"whole","date_system":"1900"}

{"sheet":"1a. Original Design","index":0,"n_rows":956,"n_cols":31,"rows_kept":956,"cut":false,"hidden":false,"merged":[[24,17,24,18],[2,8,2,11],[3,8,3,11],[22,5,22,6],[0,6,3,7]]}
["Original Case S3 (System S3, River, Utility scale)",{"$nulls":5},"Please do not change the numbers of this page (\"1a. Original design\").\nThis is Case S3 of the SHARKS FOA document.",{"$nulls":6},"LCOE calculation",null,null,null,"Factors: material, manufacturing, and installation (dimensionless)"]
["M1",{"$f":"C24","v":0.37957276055159994},"--",{"$nulls":10},"LCOE original",{"$f":"O12","v":0.16708998124933},"$/kWh",null,null,"Material","Material factor ft"]
["M2",{"$f":"G21","v":3.3305702155207723E-4},"m2/kg",{"$nulls":5},"Brown numbers = input data",{"$nulls":4},"LCOE target",{"$f":"0.065","v":6.5000000000000002E-2},"$/kWh",null,null,"Aluminum alloys",{"$f":"8/$O$4","v":4}]
["LCOE",{"$f":"O12","v":0.16708998124933},"$/kWh",{"$nulls":5},"Black numbers =  result of equations",{"$nulls":4},"Csref (Steel ref)",{"$f":"2","v":2},"$/kg",null,null,"Brass (70Cu30Zn, annealed)",{"$f":"2.2/$O$4","v":1.1000000000000001}]
["LCOE target",{"$f":"O3","v":6.5000000000000002E-2},"$/kWh",{"$nulls":10},"vCutIn",0.5,"m/s",null,null,"CFRP Laminate (carbon fiber reinforced polymer)",{"$f":"160/$O$4","v":80}]
[{"$nulls":5},"M2 calculation",{"$nulls":7},"vCutOut",2.85,"m/s",null,null,"Copper alloys",{"$f":"3/$O$4","v":1.5}]
[{"$nulls":13},"FCR",{"$f":"0.082","v":8.2000000000000003E-2},"1/yr",null,null,"GFRP Laminate (glass-fiber reinforced plastic or fiberglass)",{"$f":"8/$O$4","v":4}]
["M1 calculation",{"$nulls":4},"j","Component","mj  (kg)","ftj","fmj","fij","mcj (kg)",null,"Per (rated power)",{"$f":"100000","v":100000},"We",null,null,"Lead alloys",{"$f":"1.2/$O$4","v":0.6}]
[{"$nulls":5},1,"Rotor (blades, hub)",{"$f":"I9*(1+J9+K9)*L9","v":30056.294035200001},{"$f":"T7","v":4},{"$f":"T16","v":2.8006600000000001},{"$f":"U16","v":6.3649999999999998E-2},{"$f":"1944.48","v":1944.48},null,"OpExPerKW",{"$f":"197","v":197},"$/kW/yr",null,null,"Nickel alloys",{"$f":"6/$O$4","v":3}]
["Water density","ρ",{"$f":"1000","v":1000},"kg/m3",null,2,"Nacelle (generator, drive-train, PTO, yaw, bearings, pitch…)",{"$f":"I10*(1+J10+K10)*L10","v":27029.032224300001},{"$f":"T12","v":1},{"$f":"T17","v":2.8006600000000001},6.3649999999999998E-2,{"$f":"6994.53","v":6994.53},null,"OpEx",{"$f":"O9*O8/1000","v":19700},"$/yr",null,null,"Pre-stressed concrete",{"$f":"0.6/$O$4","v":0.3}]
["Swept rotor area","Ar",{"$f":"61.44","v":61.44},"m2",null,3,"Structure (tower, cross-arm, columns...)",{"$f":"I11*(1+J11+K11)*L11","v":31174.936993200008},{"$f":"T12","v":1},8.0323600000000006,6.3649999999999998E-2,{"$f":"3427.32","v":3427.32},null,"CapEx",{"$f":"H20*O4","v":368945.83224028},"$",null,null,"Titanium alloys",{"$f":"45/$O$4","v":22.5}]
["Water speed below rated","V1",{"$f":"1.5","v":1.5},"m/s",null,4,"Floating system (floaters, ballast…)",37105.537866000006,{"$f":"T12","v":1},7.83725,6.3649999999999998E-2,{"$f":"4168.74","v":4168.74},null,"LCOE",{"$f":"($O$7*$O$11+$O$10)/$O$23","v":0.16708998124933},"$/kWh",null,null,"Steel of reference, to calculate ft factors",{"$f":"2/$O$4","v":1}]
["Water power at V1","Pw1",{"$f":"0.5*C10*C11*C12^3","v":103680},"W",null,5,"Mooring system (ropes, connection…)",{"$f":"I13*(1+J13+K13)*L13","v":1906.6943192000001},{"$f":"T12","v":1},1.72207,0.11747,{"$f":"671.48","v":671.48},null,"indVin",{"$f":"IF(O5=B30,ROW(B30),ROW(B30)+MATCH(O5,B30:B270))-1","v":40},"--"]
["Electrical power at V1","Pe1",{"$f":"0.5*C10*C11*C12^3*C21*C22","v":39354.103813989881},"We",null,6,"Anchoring/foundation system",{"$f":"I14*(1+J14+K14)*L14","v":57200.420682240001},{"$f":"T10","v":0.3},1.72207,0.11747,{"$f":"67147.52","v":67147.520000000004},null,"indVoff",{"$f":"IF(O6=B30,ROW(B30),ROW(B30)+MATCH(O6,B30:B270))","v":88},"--"]
["Generator losses","Lg",{"$f":"0.03","v":0.03},"p.u.",{"$nulls":9},"nHoursYear",{"$f":"8760","v":8760},"hr/yr",null,"j","Component (j = 1 to 7)","Manufacturing factor fm","Installation factor fi"]
["Drive-train losses","Ldt",{"$f":"0.035","v":3.5000000000000003E-2},"p.u.",{"$nulls":9},"interval",{"$f":"0.05","v":0.05},"--",null,1,{"$f":"G9","v":"Rotor (blades, hub)"},{"$f":"2.80066","v":2.8006600000000001},{"$f":"0.06365","v":6.3649999999999998E-2}]
["Wake effect losses","Lw",{"$f":"0","v":0},"p.u.",{"$nulls":9},"kk",{"$f":"1/O16","v":20},"--",null,2,{"$f":"G10","v":"Nacelle (generator, drive-train, PTO, yaw, bearings, pitch…)"},{"$f":"2.80066","v":2.8006600000000001},{"$f":"0.06365","v":6.3649999999999998E-2}]
["Electrical losses","Le",{"$f":"0","v":0},"p.u.",{"$nulls":9},"nV0",{"$f":"COUNT(B30:B320)","v":291},"--",null,3,"Structure (tower, cross-arm, columns...)",{"$f":"8.03236","v":8.0323600000000006},{"$f":"0.06365","v":6.3649999999999998E-2}]
["Other losses","Lo",{"$f":"1-(0.99*0.98)","v":2.9800000000000049E-2},"p.u.",{"$nulls":9},"meanWaterVel",{"$f":"SUMPRODUCT(B30:B330,O30:O330)","v":1.3095500000000004},"m/s",null,4,"Floating system (floaters, ballast…)",{"$f":"7.83725","v":7.83725},{"$f":"0.06365","v":6.3649999999999998E-2}]
["Water turbine availavility","Av",{"$f":"0.9288","v":0.92879999999999996},"p.u.",null,null,"Meq",{"$f":"SUM(H9:H19)","v":184472.91612014},"kg",{"$nulls":4},"ratedWaterVel",{"$f":"INDIRECT(ADDRESS(ROW(E29)+MATCH(O8,E30:E330,0),COLUMN(B29)))","v":2.0500000000000007},"m/s",null,5,"Mooring system (ropes, connection…)",{"$f":"1.72207","v":1.72207},{"$f":"0.11747","v":0.11747}]
["Max. power coefficient","Cp",{"$f":"0.45","v":0.45},"p.u.",null,"M2",{"$f":"C11/H20","v":3.3305702155207723E-4},"m2/kg",{"$nulls":5},"WhYear",{"$f":"MAX(F30:F320)","v":298962019.56694686},"Wh/yr",null,6,"Anchoring/foundation system",{"$f":"1.72207","v":1.72207},{"$f":"0.11747","v":0.11747}]
["Electromechanical eff.","µ",{"$f":"(1-C15)*(1-C16)*(1-C17)*(1-C18)*(1-C19)*C20","v":0.84349502344799987},"p.u.",{"$nulls":9},"CF",{"$f":"O21/(O15*O8)*100","v":34.128084425450552},"%"]
["Water-to-electron eff.","Pe1/Pw1",{"$f":"C14/C13","v":0.37957276055159994},"p.u.",null,"Average cross section in this site, meanCS, (m2)",null,{"$f":"H24*H25","v":9600},{"$nulls":5},"AEP",{"$f":"O15*O8*(O22/100)/1000","v":298962.01956694678},"kWh/yr"]
[null,"M1",{"$f":"C21*C22","v":0.37957276055159994},"--",null,"meanWidth","Average width (m)",{"$f":"800","v":800}]
[{"$nulls":5},"meanDepth","Average depth (m)",{"$f":"12","v":12},{"$nulls":9},"Cost of electrical lines (intra-farm and farm to shore) and substation are excluded"]
[]
[]
["LCOE calculations (should not need to change anything below this row)"]
[null,"V0","Pwater","h1","Pelec","WhYear",null,null,"Original S3 LCOE","Target S3 LCOE",null,null,null,"Speed (m/s)","Time","Site (River): Mississippi River at Baton Rouge, in Louisiana"]
[null,0,{"$f":"0.5*$C$10*$C$11*(B30)^3","v":0},{"$f":"IF(B30<$O$5,0,IF(B30>$O$6, 0,O30))","v":0},{"$f":"IF(B30<$O$5,0,IF(C30*$C$24>$O$8,$O$8,C30*$C$24))","v":0},{"$f":"IF(B30>$O$6,0,IF(B30<$O$5,0,IF(ROW(B30)>ROW($B$30),OFFSET(INDIRECT(ADDRESS(ROW(), COLUMN())),-1,0)+$O$15*D30*E30,IF(ROW(B30)=ROW($B$30),$O$15*D30*E30,0))))","v":0},null,"M1","M2","M2",null,null,null,0,0]
[null,{"$f":"B30+$O$16","v":0.05},{"$f":"0.5*$C$10*$C$11*(B31)^3","v":3.8400000000000007},{"$f":"IF(B31<$O$5,0,IF(B31>$O$6, 0,O31))","v":0},0,0,null,{"$f":"B341","v":0.1},{"$f":"B336","v":614400},{"$f":"B649","v":614400},null,null,null,0.05,0]
[null,0.1,30.720000000000006,0,0,0,null,{"$f":"D341","v":0.11601293999999999},{"$f":"D336","v":614400},{"$f":"D649","v":614400},null,null,null,0.1,0]
[null,0.15000000000000002,103.68000000000004,0,0,0,null,{"$f":"F341","v":0.13459002},{"$f":"F336","v":614400},{"$f":"F649","v":614400},null,null,null,0.15,0]
[null,0.2,245.76000000000005,0,0,0,null,{"$f":"H341","v":0.15614184},{"$f":"H336","v":3.6895294574842449E-3},{"$f":"H649","v":614400},null,null,null,0.2,0]
[null,0.25,480,0,0,0,null,{"$f":"J341","v":0.18114473},{"$f":"J336","v":1.6122193746189394E-3},{"$f":"J649","v":614400},null,null,null,0.25,0]
[null,0.3,829.43999999999994,0,0,0,null,{"$f":"L341","v":0.21015133},{"$f":"L336","v":9.8684599088651984E-4},{"$f":"L649","v":614400},null,null,null,0.3,0]
[null,0.35,1317.1199999999997,0,0,0,null,{"$f":"N341","v":0.24380273},{"$f":"N336","v":6.879293038816077E-4},{"$f":"N649","v":614400},null,null,null,0.35,0]
[null,0.39999999999999997,1966.0799999999997,0,0,0,null,{"$f":"P341","v":0.28284271},{"$f":"P336","v":5.1532331991170405E-4},{"$f":"P649","v":614400},null,null,null,0.4,0]
[null,0.44999999999999996,2799.3599999999992,0,0,0,null,{"$f":"R341","v":0.32813414000000002},{"$f":"R336","v":4.0564450796826964E-4},{"$f":"R649","v":614400},null,null,null,0.45,7.5000000000000002E-4]
[null,0.49999999999999994,3839.9999999999986,1.5E-3,1457.5594005181433,19152.330522808403,null,{"$f":"T341","v":0.38067805999999998},{"$f":"T336","v":3.3188676651960076E-4},{"$f":"T649","v":614400},null,null,null,0.5,1.5E-3]
[null,0.54999999999999993,5111.0399999999981,7.5000000000000015E-3,1940.0115620896486,146611.09015209833,null,{"$f":"V341","v":0.44163581000000002},{"$f":"V336","v":2.7987833214974662E-4},{"$f":"V649","v":5.118136802391037E-3},null,null,null,0.55000000000000004,7.5000000000000015E-3]
[null,0.6,6635.5199999999995,1.3500000000000002E-2,2518.6626440953523,444468.13444281474,null,{"$f":"X341","v":0.51235467999999995},{"$f":"X336","v":2.4170177868799742E-4},{"$f":"X649","v":2.4100913924967209E-3},null,null,null,0.6,1.3500000000000002E-2]
[null,0.65,8436.4800000000014,2.0999999999999998E-2,3202.2580029383626,1033555.5166633559,null,{"$f":"Z341","v":0.59439772000000002},{"$f":"Z336","v":2.1287160598976865E-4},{"$f":"Z649","v":1.5800284497084521E-3},null,null,null,0.65,2.0999999999999998E-2]
[null,0.70000000000000007,10536.960000000003,2.8499999999999998E-2,3999.5429950217876,2032081.4208004952,null,{"$f":"AB341","v":0.68957826},{"$f":"AB336","v":1.9028601450891386E-4},{"$f":"AB649","v":1.1767403820926706E-3},null,null,null,0.7,2.8499999999999998E-2]
[null,0.75000000000000011,12960.000000000007,3.7249999999999998E-2,4919.2629767487379,3637286.1227433756,null,{"$f":"AD341","v":0.8},{"$f":"AD336","v":1.719998834699147E-4},{"$f":"AD649","v":9.3707524068614983E-4},null,null,null,0.75,3.7249999999999998E-2]
[null,0.80000000000000016,15728.640000000007,4.5999999999999999E-2,5970.1633045223198,6043023.1279336894,{"$nulls":7},0.8,4.5999999999999999E-2]
[null,0.8500000000000002,18865.920000000013,4.8625000000000002E-2,7160.9893347456455,9093282.3400152717,{"$nulls":7},0.85,4.8625000000000002E-2]
[null,0.90000000000000024,22394.880000000016,5.1249999999999997E-2,8500.4864238218197,12909575.719990078,{"$nulls":7},0.9,5.1249999999999997E-2]
[null,0.95000000000000029,26338.560000000023,4.8625000000000002E-2,9997.3999281539564,17168018.206386898,{"$nulls":7},0.95,4.8625000000000002E-2]
[null,1.0000000000000002,30720.000000000022,4.5999999999999999E-2,11660.475204145159,21866723.294649232,null,null,"M1","M2",null,null,null,1,4.5999999999999999E-2]
[null,1.0500000000000003,35562.240000000027,4.2499999999999996E-2,13498.45760819854,26892199.062181547,null,"Betz × 1",0.59299999999999997,0,null,null,null,1.05,4.2499999999999996E-2]
[null,1.1000000000000003,40888.320000000036,3.9E-2,15520.092496717209,32194483.462760016,null,null,0.59299999999999997,5.0000000000000001E-3,null,null,null,1.1000000000000001,3.9E-2]
[null,1.1500000000000004,46721.28000000005,3.7249999999999998E-2,17734.125226104275,37981305.865290105,{"$nulls":7},1.1499999999999999,3.7249999999999998E-2]
[null,1.2000000000000004,53084.160000000054,3.5499999999999997E-2,20149.301152762841,44247335.537776291,{"$nulls":7},1.2,3.5499999999999997E-2]
[null,1.2500000000000004,60000.000000000058,3.3500000000000002E-2,22774.365633096018,50930700.87646465,{"$nulls":7},1.25,3.3500000000000002E-2]
[null,1.3000000000000005,67491.840000000069,3.15E-2,25618.064023506922,57999749.463111147,{"$nulls":7},1.3,3.15E-2]
[null,1.3500000000000005,75582.720000000088,0.03,28689.141680398658,65539255.896719918,{"$nulls":7},1.35,0.03]
[null,1.4000000000000006,84295.680000000109,2.8499999999999998E-2,31996.343960174334,73527463.129817039,{"$nulls":7},1.4,2.8499999999999998E-2]
[null,1.4500000000000006,93653.760000000126,2.775E-2,35548.416219237057,82168927.628551379,{"$nulls":7},1.45,2.775E-2]
[null,1.5000000000000007,103680.00000000012,2.7000000000000003E-2,39354.103813989925,91476960.262636274,{"$nulls":7},1.5,2.7000000000000003E-2]
[null,1.5500000000000007,114397.44000000015,2.6750000000000003E-2,43422.15210083608,101652073.16442519,{"$nulls":7},1.55,2.6750000000000003E-2]
[null,1.6000000000000008,125829.12000000017,2.6500000000000003E-2,47761.306436178602,112739382.8405197,{"$nulls":7},1.6,2.6500000000000003E-2]
[null,1.6500000000000008,137998.08000000022,2.4750000000000001E-2,52380.312176420615,124095958.32348946,{"$nulls":7},1.65,2.4750000000000001E-2]
[null,1.7000000000000008,150927.36000000022,2.3E-2,57287.914677965207,135638327.37280589,{"$nulls":7},1.7,2.3E-2]
[null,1.7500000000000009,164640.00000000023,2.3125E-2,62492.859297215502,148297818.34493932,{"$nulls":7},1.75,2.3125E-2]
[null,1.8000000000000009,179159.04000000027,2.325E-2,68003.891390574616,162148170.90445766,{"$nulls":7},1.8,2.325E-2]
[null,1.850000000000001,194507.52000000031,2.1624999999999998E-2,73829.756314445651,176134110.79188466,{"$nulls":7},1.85,2.1624999999999998E-2]
[null,1.900000000000001,210708.48000000033,0.02,79979.199425231709,190146466.53118527,{"$nulls":7},1.9,0.02]
[null,1.9500000000000011,227784.96000000037,1.9E-2,86460.966079335907,204537029.72542995,{"$nulls":7},1.95,1.9E-2]
[null,2.0000000000000009,245760.00000000032,1.7999999999999999E-2,93283.801633161318,219246019.56694683,{"$nulls":7},2,1.7999999999999999E-2]
[null,2.0500000000000007,264656.64000000031,1.6125E-2,100000,233371519.56694683,{"$nulls":7},2.0499999999999998,1.6125E-2]
[null,2.1000000000000005,284497.92000000022,1.4249999999999999E-2,100000,245854519.56694683,{"$nulls":7},2.1,1.4249999999999999E-2]
[null,2.1500000000000004,305306.88000000012,1.2125E-2,100000,256476019.56694683,{"$nulls":7},2.15,1.2125E-2]
[null,2.2000000000000002,327106.56000000011,0.01,100000,265236019.56694683,{"$nulls":7},2.2000000000000002,0.01]
[null,2.25,349920,8.1250000000000003E-3,100000,272353519.56694686,{"$nulls":7},2.25,8.1250000000000003E-3]
[null,2.2999999999999998,373770.23999999987,6.2500000000000003E-3,100000,277828519.56694686,{"$nulls":7},2.2999999999999998,6.2500000000000003E-3]
[null,2.3499999999999996,398680.31999999983,5.0000000000000001E-3,100000,282208519.56694686,{"$nulls":7},2.35,5.0000000000000001E-3]
[null,2.3999999999999995,424673.27999999968,3.7499999999999999E-3,100000,285493519.56694686,{"$nulls":7},2.4,3.7499999999999999E-3]
[null,2.4499999999999993,451772.15999999963,3.1250000000000002E-3,100000,288231019.56694686,{"$nulls":7},2.4500000000000002,3.1250000000000002E-3]
[null,2.4999999999999991,479999.99999999953,2.5000000000000001E-3,100000,290421019.56694686,{"$nulls":7},2.5,2.5000000000000001E-3]
[null,2.5499999999999989,509379.83999999927,2.2500000000000003E-3,100000,292392019.56694686,{"$nulls":7},2.5499999999999998,2.2500000000000003E-3]
[null,2.5999999999999988,539934.71999999927,2E-3,100000,294144019.56694686,{"$nulls":7},2.6,2E-3]
[null,2.6499999999999986,571687.67999999912,2E-3,100000,295896019.56694686,{"$nulls":7},2.65,2E-3]
[null,2.6999999999999984,604661.75999999885,2E-3,100000,297648019.56694686,{"$nulls":7},2.7,2E-3]
[null,2.7499999999999982,638879.99999999884,1.1250000000000001E-3,100000,298633519.56694686,{"$nulls":7},2.75,1.1250000000000001E-3]
[null,2.799999999999998,674365.43999999866,2.5000000000000001E-4,100000,298852519.56694686,{"$nulls":7},2.8,2.5000000000000001E-4]
[null,2.8499999999999979,711141.11999999837,1.25E-4,100000,298962019.56694686,{"$nulls":7},2.85,1.25E-4]
[null,2.8999999999999977,749230.0799999981,0,100000,0,{"$nulls":7},2.9,0]
[null,2.9499999999999975,788655.35999999789,0,100000,0,{"$nulls":7},2.95,0]
[null,2.9999999999999973,829439.99999999779,0,100000,0,{"$nulls":7},3,0]
[null,3.0499999999999972,871607.03999999759,0,100000,0,{"$nulls":7},3.05,0]
[null,3.099999999999997,915179.51999999734,0,100000,0,{"$nulls":7},3.1,0]
[null,3.1499999999999968,960180.47999999707,0,100000,0,{"$nulls":7},3.15,0]
[null,3.1999999999999966,1006632.9599999969,0,{"$f":"IF(B94<$O$5,0,IF(C94*$C$24>$O$8,$O$8,C94*$C$24))","v":100000},{"$f":"IF(B94>$O$6,0,IF(B94<$O$5,0,IF(ROW(B94)>ROW($B$30),OFFSET(INDIRECT(ADDRESS(ROW(), COLUMN())),-1,0)+$O$15*D94*E94,IF(ROW(B94)=ROW($B$30),$O$15*D94*E94,0))))","v":0},{"$nulls":7},3.2,0]
[null,{"$f":"B94+$O$16","v":3.2499999999999964},{"$f":"0.5*$C$10*$C$11*(B95)^3","v":1054559.9999999965},{"$f":"IF(B95<$O$5,0,IF(B95>$O$6, 0,O95))","v":0},100000,0,{"$nulls":7},3.25,0]
[null,3.2999999999999963,1103984.6399999962,0,100000,0,{"$nulls":7},3.3,0]
[null,3.3499999999999961,1154929.919999996,0,100000,0,{"$nulls":7},3.35,0]
[null,3.3999999999999959,1207418.8799999957,0,100000,0,{"$nulls":7},3.4,0]
[null,3.4499999999999957,1261474.5599999954,0,100000,0,{"$nulls":7},3.45,0]
[null,3.4999999999999956,1317119.9999999949,0,100000,0,{"$nulls":7},3.5,0]
[null,3.5499999999999954,1374378.2399999946,0,100000,0,{"$nulls":7},3.55,0]
[null,3.5999999999999952,1433272.3199999942,0,100000,0,{"$nulls":7},3.6,0]
[null,3.649999999999995,1493825.279999994,0,100000,0,{"$nulls":7},3.65,0]
[null,3.6999999999999948,1556060.1599999936,0,100000,0,{"$nulls":7},3.7,0]
[null,3.7499999999999947,1619999.9999999932,0,100000,0,{"$nulls":7},3.75,0]
[null,3.7999999999999945,1685667.8399999929,0,100000,0,{"$nulls":7},3.8,0]
[null,3.8499999999999943,1753086.7199999923,0,100000,0,{"$nulls":7},3.85,0]
[null,3.8999999999999941,1822279.6799999918,0,100000,0,{"$nulls":7},3.9,0]
[null,3.949999999999994,1893269.7599999914,0,100000,0,{"$nulls":7},3.95,0]
[null,3.9999999999999938,1966079.9999999909,0,100000,0,{"$nulls":7},4,0]
[null,4.0499999999999936,2040733.4399999902,0,100000,0,{"$nulls":7},4.05,0]
[null,4.0999999999999934,2117253.1199999899,0,100000,0,{"$nulls":7},4.0999999999999996,0]
[null,4.1499999999999932,2195662.0799999894,0,100000,0,{"$nulls":7},4.1500000000000004,0]
[null,4.1999999999999931,2275983.3599999882,0,100000,0,{"$nulls":7},4.2,0]
[null,4.2499999999999929,2358239.9999999884,0,100000,0,{"$nulls":7},4.25,0]
[null,4.2999999999999927,2442455.0399999875,0,100000,0,{"$nulls":7},4.3,0]
[null,4.3499999999999925,2528651.519999987,0,100000,0,{"$nulls":7},4.3499999999999996,0]
[null,4.3999999999999924,2616852.4799999865,0,100000,0,{"$nulls":7},4.4000000000000004,0]
[null,4.4499999999999922,2707080.959999986,0,100000,0,{"$nulls":7},4.45,0]
[null,4.499999999999992,2799359.9999999851,0,100000,0,{"$nulls":7},4.5,0]
[null,4.5499999999999918,2893712.6399999843,0,100000,0,{"$nulls":7},4.55,0]
[null,4.5999999999999917,2990161.9199999832,0,100000,0,{"$nulls":7},4.5999999999999996,0]
[null,4.6499999999999915,3088730.8799999827,0,100000,0,{"$nulls":7},4.6500000000000004,0]
[null,4.6999999999999913,3189442.5599999824,0,100000,0,{"$nulls":7},4.7,0]
[null,4.7499999999999911,3292319.9999999814,0,100000,0,{"$nulls":7},4.75,0]
[null,4.7999999999999909,3397386.2399999807,0,100000,0,{"$nulls":7},4.8,0]
[null,4.8499999999999908,3504664.3199999803,0,100000,0,{"$nulls":7},4.8499999999999996,0]
[null,4.8999999999999906,3614177.2799999793,0,100000,0,{"$nulls":7},4.9000000000000004,0]
[null,4.9499999999999904,3725948.1599999787,0,100000,0,{"$nulls":7},4.95,0]
[null,4.9999999999999902,3839999.9999999772,0,100000,0,{"$nulls":7},5,0]
[null,5.0499999999999901,3956355.8399999761,0,100000,0,{"$nulls":7},5.05,0]
[null,5.0999999999999899,4075038.719999976,0,100000,0,{"$nulls":7},5.0999999999999996,0]
[null,5.1499999999999897,4196071.6799999755,0,100000,0,{"$nulls":7},5.15,0]
[null,5.1999999999999895,4319477.7599999737,0,100000,0,{"$nulls":7},5.2,0]
[null,5.2499999999999893,4445279.999999973,0,100000,0,{"$nulls":7},5.25,0]
[null,5.2999999999999892,4573501.4399999725,0,100000,0,{"$nulls":7},5.3,0]
[null,5.349999999999989,4704165.1199999712,0,100000,0]
[null,5.3999999999999888,4837294.0799999703,0,100000,0]
[null,5.4499999999999886,4972911.3599999687,0,100000,0]
[null,5.4999999999999885,5111039.9999999674,0,100000,0]
[null,5.5499999999999883,5251703.0399999674,0,100000,0]
[null,5.5999999999999881,5394923.5199999651,0,100000,0]
[null,5.6499999999999879,5540724.4799999651,0,100000,0]
[null,5.6999999999999877,5689128.9599999627,0,100000,0]
[null,5.7499999999999876,5840159.9999999627,0,100000,0]
[null,5.7999999999999874,5993840.6399999605,0,100000,0]
[null,5.8499999999999872,6150193.9199999589,0,100000,0]
[null,5.899999999999987,6309242.879999958,0,100000,0]
[null,5.9499999999999869,6471010.5599999577,0,100000,0]
[null,5.9999999999999867,6635519.9999999562,0,100000,0]
[null,6.0499999999999865,6802794.2399999546,0,100000,0]
[null,6.0999999999999863,6972856.3199999528,0,100000,0]
[null,6.1499999999999861,7145729.2799999509,0,100000,0]
[null,6.199999999999986,7321436.1599999499,0,100000,0]
[null,6.2499999999999858,7499999.9999999488,0,100000,0]
[null,6.2999999999999856,7681443.8399999477,0,100000,0]
[null,6.3499999999999854,7865790.7199999448,0,100000,0]
[null,6.3999999999999853,8053063.6799999438,0,{"$f":"IF(B158<$O$5,0,IF(C158*$C$24>$O$8,$O$8,C158*$C$24))","v":100000},{"$f":"IF(B158>$O$6,0,IF(B158<$O$5,0,IF(ROW(B158)>ROW($B$30),OFFSET(INDIRECT(ADDRESS(ROW(), COLUMN())),-1,0)+$O$15*D158*E158,IF(ROW(B158)=ROW($B$30),$O$15*D158*E158,0))))","v":0}]
[null,{"$f":"B158+$O$16","v":6.4499999999999851},{"$f":"0.5*$C$10*$C$11*(B159)^3","v":8243285.7599999439},{"$f":"IF(B159<$O$5,0,IF(B159>$O$6, 0,O159))","v":0},100000,0]
[null,6.4999999999999849,8436479.9999999404,0,100000,0]
[null,6.5499999999999847,8632669.439999938,0,100000,0]
[null,6.5999999999999845,8831877.1199999377,0,100000,0]
[null,6.6499999999999844,9034126.0799999367,0,100000,0]
[null,6.6999999999999842,9239439.3599999342,0,100000,0]
[null,6.749999999999984,9447839.9999999329,0,100000,0]
[null,6.7999999999999838,9659351.0399999302,0,100000,0]
[null,6.8499999999999837,9873995.5199999306,0,100000,0]
[null,6.8999999999999835,10091796.479999928,0,100000,0]
[null,6.9499999999999833,10312776.959999926,0,100000,0]
[null,6.9999999999999831,10536959.999999925,0,100000,0]
[null,7.0499999999999829,10764368.639999922,0,100000,0]
[null,7.0999999999999828,10995025.91999992,0,100000,0]
[null,7.1499999999999826,11228954.879999919,0,100000,0]
[null,7.1999999999999824,11466178.559999917,0,100000,0]
[null,7.2499999999999822,11706719.999999914,0,100000,0]
[null,7.2999999999999821,11950602.239999911,0,100000,0]
[null,7.3499999999999819,12197848.319999909,0,100000,0]
[null,7.3999999999999817,12448481.279999908,0,100000,0]
[null,7.4499999999999815,12702524.159999905,0,100000,0]
[null,7.4999999999999813,12959999.999999903,0,100000,0]
[null,7.5499999999999812,13220931.839999901,0,100000,0]
[null,7.599999999999981,13485342.719999898,0,100000,0]
[null,7.6499999999999808,13753255.679999897,0,100000,0]
[null,7.6999999999999806,14024693.759999894,0,100000,0]
[null,7.7499999999999805,14299679.999999892,0,100000,0]
[null,7.7999999999999803,14578237.43999989,0,100000,0]
[null,7.8499999999999801,14860389.119999889,0,100000,0]
[null,7.8999999999999799,15146158.079999885,0,100000,0]
[null,7.9499999999999797,15435567.359999884,0,100000,0]
[null,7.9999999999999796,15728639.999999879,0,100000,0]
[null,8.0499999999999794,16025399.039999878,0,100000,0]
[null,8.0999999999999801,16325867.519999878,0,100000,0]
[null,8.1499999999999808,16630068.479999883,0,100000,0]
[null,8.1999999999999815,16938024.959999885,0,100000,0]
[null,8.2499999999999822,17249759.999999888,0,100000,0]
[null,8.2999999999999829,17565296.639999893,0,100000,0]
[null,8.3499999999999837,17884657.919999894,0,100000,0]
[null,8.3999999999999844,18207866.879999898,0,100000,0]
[null,8.4499999999999851,18534946.559999902,0,100000,0]
[null,8.4999999999999858,18865919.999999907,0,100000,0]
[null,8.5499999999999865,19200810.239999905,0,100000,0]
[null,8.5999999999999872,19539640.319999915,0,100000,0]
[null,8.6499999999999879,19882433.279999919,0,100000,0]
[null,8.6999999999999886,20229212.159999922,0,100000,0]
[null,8.7499999999999893,20579999.999999925,0,100000,0]
[null,8.7999999999999901,20934819.839999929,0,100000,0]
[null,8.8499999999999908,21293694.719999935,0,100000,0]
[null,8.8999999999999915,21656647.67999994,0,100000,0]
[null,8.9499999999999922,22023701.759999946,0,100000,0]
[null,8.9999999999999929,22394879.999999948,0,100000,0]
[null,9.0499999999999936,22770205.439999953,0,100000,0]
[null,9.0999999999999943,23149701.11999996,0,100000,0]
[null,9.149999999999995,23533390.079999961,0,100000,0]
[null,9.1999999999999957,23921295.359999966,0,100000,0]
[null,9.2499999999999964,24313439.99999997,0,100000,0]
[null,9.2999999999999972,24709847.039999977,0,100000,0]
[null,9.3499999999999979,25110539.519999981,0,100000,0]
[null,9.3999999999999986,25515540.479999989,0,100000,0]
[null,9.4499999999999993,25924872.959999993,0,100000,0]
[null,9.5,26338560,0,100000,0]
[null,9.5500000000000007,26756624.640000008,0,100000,0]
[null,9.6000000000000014,27179089.920000009,0,{"$f":"IF(B222<$O$5,0,IF(C222*$C$24>$O$8,$O$8,C222*$C$24))","v":100000},{"$f":"IF(B222>$O$6,0,IF(B222<$O$5,0,IF(ROW(B222)>ROW($B$30),OFFSET(INDIRECT(ADDRESS(ROW(), COLUMN())),-1,0)+$O$15*D222*E222,IF(ROW(B222)=ROW($B$30),$O$15*D222*E222,0))))","v":0}]
[null,{"$f":"B222+$O$16","v":9.6500000000000021},{"$f":"0.5*$C$10*$C$11*(B223)^3","v":27605978.880000021},{"$f":"IF(B223<$O$5,0,IF(B223>$O$6, 0,O223))","v":0},100000,0]
[null,9.7000000000000028,28037314.560000025,0,100000,0]
[null,9.7500000000000036,28473120.00000003,0,100000,0]
[null,9.8000000000000043,28913418.240000036,0,100000,0]
[null,9.850000000000005,29358232.320000045,0,100000,0]
[null,9.9000000000000057,29807585.280000053,0,100000,0]
[null,9.9500000000000064,30261500.160000056,0,100000,0]
[null,10.000000000000007,30720000.000000067,0,100000,0]
[null,10.050000000000008,31183107.840000071,0,100000,0]
[null,10.100000000000009,31650846.720000081,0,100000,0]
[null,10.150000000000009,32123239.680000089,0,100000,0]
[null,10.20000000000001,32600309.760000095,0,100000,0]
[null,10.250000000000011,33082080.000000104,0,100000,0]
[null,10.300000000000011,33568573.440000109,0,100000,0]
[null,10.350000000000012,34059813.120000124,0,100000,0]
[null,10.400000000000013,34555822.080000125,0,100000,0]
[null,10.450000000000014,35056623.360000141,0,100000,0]
[null,10.500000000000014,35562240.000000149,0,100000,0]
[null,10.550000000000015,36072695.040000156,0,100000,0]
[null,10.600000000000016,36588011.52000016,0,100000,0]
[null,10.650000000000016,37108212.480000176,0,100000,0]
[null,10.700000000000017,37633320.96000018,0,100000,0]
[null,10.750000000000018,38163360.000000186,0,100000,0]
[null,10.800000000000018,38698352.640000194,0,100000,0]
[null,10.850000000000019,39238321.92000021,0,100000,0]
[null,10.90000000000002,39783290.880000219,0,100000,0]
[null,10.950000000000021,40333282.560000233,0,100000,0]
[null,11.000000000000021,40888320.000000238,0,100000,0]
[null,11.050000000000022,41448426.240000248,0,100000,0]
[null,11.100000000000023,42013624.320000261,0,100000,0]
[null,11.150000000000023,42583937.280000269,0,100000,0]
[null,11.200000000000024,43159388.16000028,0,100000,0]
[null,11.250000000000025,43740000.000000283,0,100000,0]
[null,11.300000000000026,44325795.840000302,0,100000,0]
[null,11.350000000000026,44916798.720000312,0,100000,0]
[null,11.400000000000027,45513031.68000032,0,100000,0]
[null,11.450000000000028,46114517.760000341,0,100000,0]
[null,11.500000000000028,46721280.00000035,0,100000,0]
[null,11.550000000000029,47333341.440000363,0,100000,0]
[null,11.60000000000003,47950725.12000037,0,100000,0]
[null,11.650000000000031,48573454.080000386,0,100000,0]
[null,11.700000000000031,49201551.360000394,0,100000,0]
[null,11.750000000000032,49835040.000000402,0,100000,0]
[null,11.800000000000033,50473943.040000424,0,100000,0]
[null,11.850000000000033,51118283.520000428,0,100000,0]
[null,11.900000000000034,51768084.480000444,0,100000,0]
[null,11.950000000000035,52423368.960000463,0,100000,0]
[null,12.000000000000036,53084160.000000477,0,100000,0]
[null,12.050000000000036,53750480.640000485,0,100000,0]
[null,12.100000000000037,54422353.920000501,0,100000,0]
[null,12.150000000000038,55099802.880000517,0,100000,0]
[null,12.200000000000038,55782850.560000531,0,100000,0]
[null,12.250000000000039,56471520.000000544,0,100000,0]
[null,12.30000000000004,57165834.240000561,0,100000,0]
[null,12.350000000000041,57865816.320000574,0,100000,0]
[null,12.400000000000041,58571489.280000582,0,100000,0]
[null,12.450000000000042,59282876.1600006,0,100000,0]
[null,12.500000000000043,60000000.000000618,0,100000,0]
[null,12.550000000000043,60722883.840000622,0,100000,0]
[null,12.600000000000044,61451550.72000064,0,100000,0]
[null,12.650000000000045,62186023.680000663,0,100000,0]
[null,12.700000000000045,62926325.760000676,0,100000,0]
[null,12.750000000000046,63672480.000000685,0,100000,0]
[null,12.800000000000047,64424509.440000698,0,{"$f":"IF(B286<$O$5,0,IF(C286*$C$24>$O$8,$O$8,C286*$C$24))","v":100000},{"$f":"IF(B286>$O$6,0,IF(B286<$O$5,0,IF(ROW(B286)>ROW($B$30),OFFSET(INDIRECT(ADDRESS(ROW(), COLUMN())),-1,0)+$O$15*D286*E286,IF(ROW(B286)=ROW($B$30),$O$15*D286*E286,0))))","v":0}]
[null,{"$f":"B286+$O$16","v":12.850000000000048},{"$f":"0.5*$C$10*$C$11*(B287)^3","v":65182437.120000727},{"$f":"IF(B287<$O$5,0,IF(B287>$O$6, 0,O287))","v":0},100000,0]
[null,12.900000000000048,65946286.080000736,0,100000,0]
[null,12.950000000000049,66716079.360000752,0,100000,0]
[null,13.00000000000005,67491840.000000775,0,100000,0]
[null,13.05000000000005,68273591.040000796,0,100000,0]
[null,13.100000000000051,69061355.5200008,0,100000,0]
[null,13.150000000000052,69855156.480000839,0,100000,0]
[null,13.200000000000053,70655016.960000843,0,100000,0]
[null,13.250000000000053,71460960.000000864,0,100000,0]
[null,13.300000000000054,72273008.64000088,0,100000,0]
[null,13.350000000000055,73091185.920000911,0,100000,0]
[null,13.400000000000055,73915514.880000919,0,100000,0]
[null,13.450000000000056,74746018.560000941,0,100000,0]
[null,13.500000000000057,75582720.000000954,0,100000,0]
[null,13.550000000000058,76425642.240000978,0,100000,0]
[null,13.600000000000058,77274808.320000976,0,100000,0]
[null,13.650000000000059,78130241.280001014,0,100000,0]
[null,13.70000000000006,78991964.16000104,0,100000,0]
[null,13.75000000000006,79860000.000001043,0,100000,0]
[null,13.800000000000061,80734371.840001062,0,100000,0]
[null,13.850000000000062,81615102.720001087,0,100000,0]
[null,13.900000000000063,82502215.68000111,0,100000,0]
[null,13.950000000000063,83395733.760001123,0,100000,0]
[null,14.000000000000064,84295680.000001162,0,100000,0]
[null,14.050000000000065,85202077.440001175,0,100000,0]
[null,14.100000000000065,86114949.120001197,0,100000,0]
[null,14.150000000000066,87034318.08000122,0,100000,0]
[null,14.200000000000067,87960207.360001236,0,100000,0]
[null,14.250000000000068,88892640.000001267,0,100000,0]
[null,14.300000000000068,89831639.040001288,0,100000,0]
[null,14.350000000000069,90777227.520001307,0,100000,0]
[null,14.40000000000007,91729428.48000133,0,100000,0]
[null,14.45000000000007,92688264.960001349,0,100000,0]
[null,14.500000000000071,93653760.000001371,0,100000,0]
[null,14.550000000000072,94625936.640001401,0,100000,0]
[null,14.600000000000072,95604817.920001417,0,100000,0]
[null,14.650000000000073,96590426.880001441,0,100000,0]
[null,14.700000000000074,97582786.560001478,0,100000,0]
[null,14.750000000000075,98581920.00000149,0,100000,0]
[null,14.800000000000075,99587850.240001515,0,100000,0]
[null,14.850000000000076,100600600.32000154,0,100000,0]
[null,14.900000000000077,101620193.28000157,0,100000,0]
[null,14.950000000000077,102646652.16000159,0,100000,0]
[null,15.000000000000078,103680000.00000162,0,100000,0]
[]
[]
[]
["Drawing the LCOE front"]
["Meq",{"$f":"IF(($O$12*B340-$O$10)/($O$7*$O$4)<0,0.0001,($O$12*B340-$O$10)/($O$7*$O$4))","v":1E-4},null,{"$f":"IF(($O$12*D340-$O$10)/($O$7*$O$4)<0,0.0001,($O$12*D340-$O$10)/($O$7*$O$4))","v":1E-4},null,{"$f":"IF(($O$12*F340-$O$10)/($O$7*$O$4)<0,0.0001,($O$12*F340-$O$10)/($O$7*$O$4))","v":1E-4},null,{"$f":"IF(($O$12*H340-$O$10)/($O$7*$O$4)<0,0.0001,($O$12*H340-$O$10)/($O$7*$O$4))","v":16652.530006331399},null,{"$f":"IF(($O$12*J340-$O$10)/($O$7*$O$4)<0,0.0001,($O$12*J340-$O$10)/($O$7*$O$4))","v":38108.957730719383},null,{"$f":"IF(($O$12*L340-$O$10)/($O$7*$O$4)<0,0.0001,($O$12*L340-$O$10)/($O$7*$O$4))","v":62258.954859619174},null,{"$f":"IF(($O$12*N340-$O$10)/($O$7*$O$4)<0,0.0001,($O$12*N340-$O$10)/($O$7*$O$4))","v":89311.502872937344},null,{"$f":"IF(($O$12*P340-$O$10)/($O$7*$O$4)<0,0.0001,($O$12*P340-$O$10)/($O$7*$O$4))","v":119226.12004154436},null,{"$f":"IF(($O$12*R340-$O$10)/($O$7*$O$4)<0,0.0001,($O$12*R340-$O$10)/($O$7*$O$4))","v":151462.66938934117},null,{"$f":"IF(($O$12*T340-$O$10)/($O$7*$O$4)<0,0.0001,($O$12*T340-$O$10)/($O$7*$O$4))","v":185123.38001392243},null,{"$f":"IF(($O$12*V340-$O$10)/($O$7*$O$4)<0,0.0001,($O$12*V340-$O$10)/($O$7*$O$4))","v":219523.96074422446},null,254197.55011116524,null,288624.68394658994,null,322882.37345536432,null,357209.54433522484]
["M2",{"$f":"$C$11/B335","v":614400},null,614400,null,{"$f":"$C$11/F335","v":614400},null,{"$f":"$C$11/H335","v":3.6895294574842449E-3},null,1.6122193746189394E-3,null,9.8684599088651984E-4,null,6.879293038816077E-4,null,5.1532331991170405E-4,null,4.0564450796826964E-4,null,3.3188676651960076E-4,null,{"$f":"$C$11/V335","v":2.7987833214974662E-4},null,{"$f":"$C$11/X335","v":2.4170177868799742E-4},null,{"$f":"$C$11/Z335","v":2.1287160598976865E-4},null,{"$f":"$C$11/AB335","v":1.9028601450891386E-4},null,{"$f":"$C$11/AD335","v":1.719998834699147E-4}]
[]
["WhYear",{"$f":"MAX(C343:C633)","v":85991563.365120038},null,{"$f":"MAX(E343:E633)","v":99761340.811838716},null,{"$f":"MAX(G343:G633)","v":115736062.33142778},null,134245122.01941669,null,155304757.79463908,null,179008151.01741764,null,205560418.4903782,null,234921827.10967103,null,266562228.60777026,null,299600454.48556185,null,{"$f":"MAX(W343:W633)","v":333364868.11219972},null,{"$f":"MAX(Y343:Y633)","v":367397241.6492641},null,{"$f":"MAX(AA343:AA633)","v":401187717.33664048},null,{"$f":"MAX(AC343:AC633)","v":434811882.21733117},null,{"$f":"MAX(AE343:AE633)","v":468504243.55584025}]
["CF",{"$f":"B338/($O$15*$O$8)*100","v":9.816388512000005},null,{"$f":"D338/($O$15*$O$8)*100","v":11.38828091459346},null,{"$f":"F338/($O$15*$O$8)*100","v":13.211879261578513},null,{"$f":"H338/($O$15*$O$8)*100","v":15.324785618654873},null,{"$f":"J338/($O$15*$O$8)*100","v":17.728853629525009},null,{"$f":"L338/($O$15*$O$8)*100","v":20.434720435778271},null,{"$f":"N338/($O$15*$O$8)*100","v":23.465801197531757},null,{"$f":"P338/($O$15*$O$8)*100","v":26.817560172336876},null,{"$f":"R338/($O$15*$O$8)*100","v":30.429478151571949},null,{"$f":"T338/($O$15*$O$8)*100","v":34.200965123922586},null,{"$f":"V338/($O$15*$O$8)*100","v":38.055350241118688},null,41.940324389185399,null,45.797684627470375,null,49.636059613850591,null,53.482219584000021]
["AEP",{"$f":"$O$15*$O$8*(B339/100)/1000","v":85991.563365120033},null,{"$f":"$O$15*$O$8*(D339/100)/1000","v":99761.340811838716},null,{"$f":"$O$15*$O$8*(F339/100)/1000","v":115736.06233142776},null,{"$f":"$O$15*$O$8*(H339/100)/1000","v":134245.12201941668},null,{"$f":"$O$15*$O$8*(J339/100)/1000","v":155304.75779463907},null,{"$f":"$O$15*$O$8*(L339/100)/1000","v":179008.15101741764},null,{"$f":"$O$15*$O$8*(N339/100)/1000","v":205560.41849037822},null,{"$f":"$O$15*$O$8*(P339/100)/1000","v":234921.82710967102},null,{"$f":"$O$15*$O$8*(R339/100)/1000","v":266562.22860777029},null,{"$f":"$O$15*$O$8*(T339/100)/1000","v":299600.45448556187},null,{"$f":"$O$15*$O$8*(V339/100)/1000","v":333364.86811219971},null,367397.24164926412,null,401187.71733664046,null,434811.88221733115,null,468504.24355584022]
["M1v (Cpmu)",0.1,null,0.11601293999999999,null,0.13459002,null,0.15614184,null,0.18114473,null,0.21015133,null,0.24380273,null,0.28284271,null,0.32813414000000002,null,0.38067805999999998,null,0.44163581000000002,null,0.51235467999999995,null,0.59439772000000002,null,0.68957826,null,0.8]
[null,"Pelec","WhYear","Pelec","WhYear","Pelec","WhYear","Pelec","WhYear","Pelec","WhYear","Pelec","WhYear","Pelec","WhYear","Pelec","WhYear","Pelec","WhYear","Pelec","WhYear","Pelec","WhYear","Pelec","WhYear","Pelec","WhYear","Pelec","WhYear","Pelec","WhYear"]
[null,{"$f":"IF(B30<$O$5,0,IF(C30*$B$341>$O$8,$O$8,C30*$B$341))","v":0},{"$f":"IF(B30>$O$6,0,IF(B30<$O$5,0,IF(ROW(B30)>ROW($B$30),OFFSET(INDIRECT(ADDRESS(ROW(), COLUMN())),-1,0)+$O$15*D30*B343,IF(ROW(B30)=ROW($B$30),$O$15*D30*B343,0))))","v":0},{"$f":"IF(B30<$O$5,0,IF(C30*$D$341>$O$8,$O$8,C30*$D$341))","v":0},{"$f":"IF(B30>$O$6,0,IF(B30<$O$5,0,IF(ROW(B30)>ROW($B$30),OFFSET(INDIRECT(ADDRESS(ROW(), COLUMN())),-1,0)+$O$15*D30*D343,IF(ROW(B30)=ROW($B$30),$O$15*D30*D343,0))))","v":0},{"$f":"IF(B30<$O$5,0,IF(C30*$F$341>$O$8,$O$8,C30*$F$341))","v":0},{"$f":"IF(B30>$O$6,0,IF(B30<$O$5,0,IF(ROW(B30)>ROW($B$30),OFFSET(INDIRECT(ADDRESS(ROW(), COLUMN())),-1,0)+$O$15*D30*F343,IF(ROW(B30)=ROW($B$30),$O$15*D30*F343,0))))","v":0},{"$f":"IF(B30<$O$5,0,IF(C30*$H$341>$O$8,$O$8,C30*$H$341))","v":0},{"$f":"IF(B30>$O$6,0,IF(B30<$O$5,0,IF(ROW(B30)>ROW($B$30),OFFSET(INDIRECT(ADDRESS(ROW(), COLUMN())),-1,0)+$O$15*D30*H343,IF(ROW(B30)=ROW($B$30),$O$15*D30*H343,0))))","v":0},{"$f":"IF(B30<$O$5,0,IF(C30*$J$341>$O$8,$O$8,C30*$J$341))","v":0},{"$f":"IF(B30>$O$6,0,IF(B30<$O$5,0,IF(ROW(B30)>ROW($B$30),OFFSET(INDIRECT(ADDRESS(ROW(), COLUMN())),-1,0)+$O$15*D30*J343,IF(ROW(B30)=ROW($B$30),$O$15*D30*J343,0))))","v":0},{"$f":"IF(B30<$O$5,0,IF(C30*$L$341>$O$8,$O$8,C30*$L$341))","v":0},{"$f":"IF(B30>$O$6,0,IF(B30<$O$5,0,IF(ROW(B30)>ROW($B$30),OFFSET(INDIRECT(ADDRESS(ROW(), COLUMN())),-1,0)+$O$15*D30*L343,IF(ROW(B30)=ROW($B$30),$O$15*D30*L343,0))))","v":0},{"$f":"IF(B30<$O$5,0,IF(C30*$N$341>$O$8,$O$8,C30*$N$341))","v":0},{"$f":"IF(B30>$O$6,0,IF(B30<$O$5,0,IF(ROW(B30)>ROW($B$30),OFFSET(INDIRECT(ADDRESS(ROW(), COLUMN())),-1,0)+$O$15*D30*N343,IF(ROW(B30)=ROW($B$30),$O$15*D30*N343,0))))","v":0},{"$f":"IF(B30<$O$5,0,IF(C30*$P$341>$O$8,$O$8,C30*$P$341))","v":0},{"$f":"IF(B30>$O$6,0,IF(B30<$O$5,0,IF(ROW(B30)>ROW($B$30),OFFSET(INDIRECT(ADDRESS(ROW(), COLUMN())),-1,0)+$O$15*D30*P343,IF(ROW(B30)=ROW($B$30),$O$15*D30*P343,0))))","v":0},{"$f":"IF(B30<$O$5,0,IF(C30*$R$341>$O$8,$O$8,C30*$R$341))","v":0},{"$f":"IF(B30>$O$6,0,IF(B30<$O$5,0,IF(ROW(B30)>ROW($B$30),OFFSET(INDIRECT(ADDRESS(ROW(), COLUMN())),-1,0)+$O$15*D30*R343,IF(ROW(B30)=ROW($B$30),$O$15*D30*R343,0))))","v":0},{"$f":"IF(B30<$O$5,0,IF(C30*$T$341>$O$8,$O$8,C30*$T$341))","v":0},{"$f":"IF(B30>$O$6,0,IF(B30<$O$5,0,IF(ROW(B30)>ROW($B$30),OFFSET(INDIRECT(ADDRESS(ROW(), COLUMN())),-1,0)+$O$15*D30*T343,IF(ROW(B30)=ROW($B$30),$O$15*D30*T343,0))))","v":0},{"$f":"IF(B30<$O$5,0,IF(C30*$V$341>$O$8,$O$8,C30*$V$341))","v":0},{"$f":"IF(B30>$O$6,0,IF(B30<$O$5,0,IF(ROW(B30)>ROW($B$30),OFFSET(INDIRECT(ADDRESS(ROW(), COLUMN())),-1,0)+$O$15*D30*V343,IF(ROW(B30)=ROW($B$30),$O$15*D30*V343,0))))","v":0},{"$f":"IF(B30<$O$5,0,IF(C30*$X$341>$O$8,$O$8,C30*$X$341))","v":0},{"$f":"IF(B30>$O$6,0,IF(B30<$O$5,0,IF(ROW(B30)>ROW($B$30),OFFSET(INDIRECT(ADDRESS(ROW(), COLUMN())),-1,0)+$O$15*D30*X343,IF(ROW(B30)=ROW($B$30),$O$15*D30*X343,0))))","v":0},{"$f":"IF(B30<$O$5,0,IF(C30*$Z$341>$O$8,$O$8,C30*$Z$341))","v":0},{"$f":"IF(B30>$O$6,0,IF(B30<$O$5,0,IF(ROW(B30)>ROW($B$30),OFFSET(INDIRECT(ADDRESS(ROW(), COLUMN())),-1,0)+$O$15*D30*Z343,IF(ROW(B30)=ROW($B$30),$O$15*D30*Z343,0))))","v":0},{"$f":"IF(B30<$O$5,0,IF(C30*$AB$341>$O$8,$O$8,C30*$AB$341))","v":0},{"$f":"IF(B30>$O$6,0,IF(B30<$O$5,0,IF(ROW(B30)>ROW($B$30),OFFSET(INDIRECT(ADDRESS(ROW(), COLUMN())),-1,0)+$O$15*D30*AB343,IF(ROW(B30)=ROW($B$30),$O$15*D30*AB343,0))))","v":0},{"$f":"IF(B30<$O$5,0,IF(C30*$AD$341>$O$8,$O$8,C30*$AD$341))","v":0},{"$f":"IF(B30>$O$6,0,IF(B30<$O$5,0,IF(ROW(B30)>ROW($B$30),OFFSET(INDIRECT(ADDRESS(ROW(), COLUMN())),-1,0)+$O$15*D30*AD343,IF(ROW(B30)=ROW($B$30),$O$15*D30*AD343,0))))","v":0}]
[null,0,0,0,0,0,0,0,0,0,0,0,0,0,0,0,0,0,0,0,0,0,0,0,0,0,0,0,0,0,0]
[null,0,0,0,0,0,0,0,0,0,0,0,0,0,0,0,0,0,0,0,0,0,0,0,0,0,0,0,0,0,0]
[null,0,0,0,0,0,0,0,0,0,0,0,0,0,0,0,0,0,0,0,0,0,0,0,0,0,0,0,0,0,0]
[null,0,0,0,0,0,0,0,0,0,0,0,0,0,0,0,0,0,0,0,0,0,0,0,0,0,0,0,0,0,0]
[null,0,0,0,0,0,0,0,0,0,0,0,0,0,0,0,0,0,0,0,0,0,0,0,0,0,0,0,0,0,0]
[null,0,0,0,0,0,0,0,0,0,0,0,0,0,0,0,0,0,0,0,0,0,0,0,0,0,0,0,0,0,0]
[null,0,0,0,0,0,0,0,0,0,0,0,0,0,0,0,0,0,0,0,0,0,0,0,0,0,0,0,0,0,0]
[null,0,0,0,0,0,0,0,0,0,0,0,0,0,0,0,0,0,0,0,0,0,0,0,0,0,0,0,0,0,0]
[null,0,0,0,0,0,0,0,0,0,0,0,0,0,0,0,0,0,0,0,0,0,0,0,0,0,0,0,0,0,0]
[null,383.99999999999989,5045.7599999999984,445.48968959999985,5853.7345213439985,516.82567679999988,6791.0893931519986,599.58466559999977,7878.5425059839972,695.59576319999974,9140.1283284479978,806.98110719999966,10603.731748607996,936.20248319999962,12301.700629247996,1086.1160063999996,14271.564324095996,1260.0350975999995,16556.861182463996,1461.8037503999994,19208.101280255993,1695.8815103999996,22283.883046655996,1967.4419711999992,25852.187501567991,2282.4872447999992,29991.88239667199,2647.9805183999993,34794.464011775992,3071.9999999999991,40366.079999999987]
[null,511.10399999999981,38625.292799999996,592.94677685759973,44810.337760888309,687.8949758207998,51985.789304578553,798.04718991359971,60310.24288330751,925.83796081919968,69967.682354269433,1074.0918536831996,81171.566535594233,1246.0855051391995,94169.518316893431,1445.6204045183995,109248.82490095486,1677.1067149055996,126742.77235176192,1945.6607917823992,147038.01530035966,2257.2182903423991,170583.12472215167,2618.6652636671988,197898.49532450302,3037.9905228287989,229587.85974652413,3524.4620699903985,266351.62201014522,4088.8319999999985,309002.34239999996]
[null,663.55200000000002,117096.95232000001,769.80618362879989,135847.6170368302,893.07476951039996,157600.81154687848,1036.0823021567999,182837.33593637068,1201.9894788095999,212114.95811829274,1394.4633532415999,246080.80268994585,1617.7578909695999,285485.5665029583,1876.8084590591998,331200.19326929585,2177.3406486528002,384235.0774614421,2525.9968806911997,445762.40641090099,2930.4832499711997,517142.07386374578,3399.7397262335994,599951.71534888854,3944.1379590143997,696021.61477956711,4575.7103357952001,807475.12632128561,5308.4160000000002,936775.61856000009]
[null,843.64800000000014,272294.43839999998,978.74084805120015,315896.78344432893,1135.4660119296002,366481.13910144771,1317.2875103232002,425165.54633542657,1528.2238917504003,493247.02524469636,1772.9374925184002,572230.38381363079,2056.8368555904003,663861.2744573683,2386.1968660608004,770164.96874984063,2768.2971094272007,893491.01371166995,3211.5828396288002,1036565.185589015,3725.8516783488008,1202549.7486127911,4322.4700107264007,1395113.2985221171,5014.6244768256011,1618511.9335364047,5817.6131989248006,1877683.2503954917,6749.1840000000011,2178355.5071999999]
[null,1053.6960000000004,535360.18176000006,1222.4237082624002,621087.08644911973,1418.1696571392004,720541.37570282049,1645.2603224064005,835921.23842740851,1908.7147742208006,969776.75577666145,2214.3561581568006,1125066.5422590575,2568.9396139008009,1305222.7384638423,2980.3023215616008,1514227.2463509098,3457.536307814401,1756699.5283206133,4011.1894910976007,2037998.7539364418,4653.4988645376015,2364342.2751332484,5398.6607689728007,2742942.9461038662,6263.144999731202,3182168.7141692964,7266.0585424896017,3691727.4261134453,8429.5680000000029,4282881.4540800005]
[null,1296.0000000000009,958257.94176000031,1503.5277024000009,1111703.2110192641,1744.2866592000009,1289719.5554663728,2023.5982464000012,1496241.5822101929,2347.6357008000014,1735833.7613047101,2723.5612368000016,2013791.8094392661,3159.6833808000015,2336259.0224526906,3665.6415216000019,2710362.7312642066,4252.6184544000025,3144371.4561758782,4933.5876576000028,3647877.742487899,5723.6000976000032,4232010.2229811056,6640.1166528000031,4909679.4110790351,7703.3944512000044,5695863.35754037,8936.9342496000045,6607938.4411004223,10368.000000000007,7666063.5340800025]
[null,1572.8640000000007,1592059.2192000006,1824.7257686016007,1846994.7067349651,2116.917972172801,2142752.8215331244,2455.898790297601,2485870.5587485144,2849.1602460672011,2883931.3740599491,3305.3946150912016,3345733.6235364163,3834.6853711872018,3881483.8396262852,4448.7311622144016,4503023.4403901212,5161.1037597696022,5224089.8272126373,5987.5481616384022,6060620.1497017089,6946.3306665984028,7031103.6283935979,8058.6423140352026,8156989.9179426599,9349.0677547008036,9463163.6999746058,10846.128203366405,10978494.26192895,12582.912000000006,12736473.753600005]
[null,1886.5920000000015,2395662.5145600014,2188.6908450048013,2779278.5156189855,2539.1645501184016,3224322.6574788084,2945.7594620928021,3740631.530424254,3417.4619846016026,4339616.3937109243,3964.6981796736027,5034516.636659286,4599.5627999616027,5840690.6120839296,5336.0879394432031,6775956.7786356509,6190.5524345088043,7860986.589453835,7181.8418257152043,9119761.58457423,8331.865860595206,10580103.551043428,9666.0424045056061,12274289.010353845,11213.859833702409,14239763.365439314,13009.528286899209,16519967.883375103,15092.736000000012,19165300.116480011]
[null,2239.4880000000016,3401080.6521600019,2598.0958697472015,3945693.6563419914,3014.1273470976021,4577515.1299582766,3496.7777697792026,5310509.9101666268,4056.7144909824028,6160878.3644374739,4706.3138171904029,7147416.2248869175,5459.9328820224036,8291927.4794678874,6334.2285493248046,9619708.6858550217,7348.5246892032055,11160106.748671614,8525.2394723328052,12947167.845678043,9890.3809686528075,15020390.086920105,11474.121576038408,17425595.891916286,13311.46561167361,20215945.851800181,15443.022383308811,23453112.782361593,17915.904000000013,27208645.217280015]
[null,2633.8560000000025,4522984.784640003,3055.6137809664024,5247247.624413535,3544.9073171712034,6087486.1262439368,4112.5512213504035,7062271.6656569382,4771.0913397888044,8193148.5760772144,5535.0834142848043,9505112.6806186009,6421.4128322688057,11027160.382436946,7449.6696878976063,12792932.737763446,8642.5807344384084,14841457.225409325,10026.511923993608,17218010.732262742,11632.051279833611,19975120.489821631,13494.68448046081,23173724.219790973,15655.580012083214,26884518.435847089,18162.498375705614,31189519.777985279,21070.84800000002,36183878.277120024]
[null,3072.0000000000023,5760877.904640004,3563.9175168000024,6683363.8269832637,4134.6054144000027,7753566.7240305617,4796.6773248000036,8995140.7604583483,5564.7661056000043,10435526.725989792,6455.8488576000045,12106561.536277099,7489.6198656000051,14045177.603479125,8688.9280512000059,16294223.185275,10080.280780800007,18903407.168840498,11694.430003200008,21930398.246352218,13567.052083200009,25442099.797267906,15739.53576960001,29516127.553508993,18259.897958400015,34242526.917163961,21183.844147200016,39725761.615540996,24576.000000000018,46087023.237120032]
[null,3556.2240000000029,7084860.0998400049,4125.6800153856029,8219354.496711323,4786.3225928448037,9535514.625346683,5552.7535881216045,11062430.921316022,6441.9123629952046,12833850.698732907,7473.4520337792055,14888927.728453096,8670.1711969152057,17273082.340090655,10058.520335270408,20039010.306096174,11669.185038873609,23247844.758813143,13537.76453245441,26970507.981784996,15705.558667814412,31289279.289295211,18220.480095283212,36299612.292982936,21138.114374092816,42112246.898638718,24522.947580902419,48855654.999910966,28449.792000000023,56678880.798720039]
[null,4088.832000000004,8481768.664320007,4743.5742148608042,9839949.1914763674,5503.1598065664048,11415614.14166203,6384.3775193088059,13243589.657012682,7406.7036865536065,15364276.94620708,8592.7348294656076,17824549.655591726,9968.6840411136091,20678783.555896707,11564.96323614721,23990064.346093506,13416.853719244813,27831578.663455941,15565.286334259214,32288232.405021314,18057.746322739218,37458527.742995836,20949.322109337616,43456738.698417038,24303.924182630421,50415439.556392573,28195.696559923224,58488432.772643134,32710.656000000032,67854149.314560056]
[null,4672.1280000000052,10006330.752000008,5420.2730533632057,11608638.491519315,6288.218009625607,13467522.560382962,7295.1466263552084,15624068.95265865,8463.3136508544085,18125940.823617384,9818.5391313024102,21028437.159527015,11390.775613094413,24395707.546205543,13214.773449868813,28302177.0705202,15330.847032499218,32834187.358630762,17785.766231116817,38091905.783897042,20633.790337036822,44191539.867874324,23937.866463590424,51267903.904151231,27771.022307481631,59477401.845546901,32217.978967372834,69001481.48948656,37377.024000000041,80050646.016000062]
[null,5308.4160000000056,11657141.95968001,6158.4494690304064,13523793.107398391,7144.5981560832079,15689349.694961717,8288.6584172544081,18201675.947256424,9615.9158304768098,21116298.328579061,11155.706825932812,24497638.8682556,12942.063127756814,28420430.337675355,15014.467672473615,32971376.227306046,17418.725189222419,38251062.517975152,20207.97504552962,44376181.863555841,23443.865999769623,51482113.316482678,27197.917809868824,59725912.384664237,31553.103672115234,69289786.025501296,36605.682686361637,80385116.691291302,42467.328000000045,93257135.677440077]
[null,6000.0000000000064,13417901.959680011,6960.7764000000061,15566502.549742393,8075.4012000000084,18059156.93111372,9368.5104000000101,20950959.009240426,10868.683800000012,24305822.276527066,12609.079800000012,28197899.426363606,14628.163800000015,32713211.286423359,16970.562600000016,37951557.527902052,19688.048400000022,44028717.201439157,22840.683600000022,51079008.872811846,26498.148600000026,59258260.004638687,30741.280800000026,68747248.648232251,35663.863200000036,79755703.320173308,41374.695600000043,92526934.862067312,48000.000000000051,107343215.67744009]
[null,6749.1840000000075,15280271.792640014,7829.9267844096075,17727092.546632379,9083.7280954368089,20565720.861768551,10538.300082585611,23858897.5340291,12225.791134003213,27679407.082043912,14183.499940147214,32111694.399847828,16454.694844723217,37253719.781876281,19089.574928486418,43219134.833668597,22146.376875417624,50139788.436441898,25692.662717030424,58168642.222949222,29806.813426790432,67483152.101627231,34579.760085811235,78289187.646311,40116.995814604845,90825587.145255372,46540.905591398448,105369432.3509578,53993.47200000006,122242174.34112011]
[null,7558.272000000009,17266585.674240015,8768.5735603968096,20031473.678304661,10172.679796454413,23239101.11227677,11801.624973004815,26960364.576934766,13691.411407065616,31277509.999820758,15883.809133017618,36285959.440004855,18427.27347682562,42096407.25158605,21378.021353971224,48837278.845492236,24801.270826060831,56657562.409530684,28772.683219123232,65730103.372934803,33380.035769203241,76255425.501773849,38725.160319129638,88466159.778178275,44926.196439398453,102632191.56952928,52120.200543667263,119066621.05383356,60466.176000000072,138132685.39392012]
[null,8429.568000000012,19371111.621120017,9779.3896660992123,22472996.102342989,11345.357257113616,26071583.005087756,13162.082579251217,30246410.113670625,15269.718193766421,35089747.844076484,17714.849265254423,40708648.707568273,20551.516911206425,47227298.963637844,23842.418572492832,54789777.066300794,27660.290462515237,63563230.526402235,32089.515928780842,73741571.919714227,37227.990916300849,85549765.713937521,43189.286151782449,99248796.958832279,50105.159997849667,115141445.81459242,58128.468339916879,133578974.4595772,67436.544000000096,154968892.96896014]
[null,9365.3760000000129,21647740.87296002,10865.048039654414,25114180.630302582,12604.861431475218,29135698.770465065,14623.27040931842,33801180.917471841,16964.885068684824,39213741.755423076,19681.462223500825,45493015.359479085,22833.042362764831,52777783.231602348,26489.283280089636,61229056.938857786,30730.995995366444,71033628.342915863,35651.931668505647,82408199.989011258,41360.854157145659,95604175.750998065,47983.942235596856,110913213.47688352,55667.581413427273,128673678.18038246,64581.596863257684,149278114.84106651,74923.008000000103,173181926.98368016]
[null,10368.000000000013,24099980.232960023,12028.221619200012,27959095.607675768,13954.293273600017,32436168.215536941,16188.785971200019,37630152.575380072,18781.085606400022,43655844.123048812,21788.489894400023,50646428.989302576,25277.467046400026,58756409.737416886,29325.132172800033,68165037.200368449,34020.947635200042,79080262.877593383,39468.701260800044,91743337.21121569,45788.800780800055,106434142.91167289,53120.933222400054,123477376.60264558,61627.155609600071,143249733.02516508,71495.473996800079,166188224.35078967,82944.000000000102,192799841.86368018]
[null,11439.744000000015,26780655.444480028,13271.583342873617,31069025.732411344,15396.753737548821,36044089.518856756,17862.226772889622,41815808.175071299,20722.493381491226,48511745.99713365,24040.77416459523,56279903.599292174,27890.408177011235,65291969.085535929,32356.481946662443,75747131.614929855,37537.705592601647,87876473.429107726,43548.595528166457,101948079.60133094,50522.00607632647,118272964.59553847,58612.063764019273,137211941.5044682,67997.57750983689,159183605.36304516,78885.987623654495,184673577.83064061,91517.952000000121,214245243.55584022]
[null,12582.912000000018,29701652.636160031,14597.806148812819,34457760.451796755,16935.343777382423,39975460.223338313,19647.190322380826,46376706.936508782,22793.281968537631,53802978.473309979,26443.156920729634,62418418.046870351,30677.48296949764,72413439.98207511,35589.849297715249,84008959.23090148,41288.830078156861,97461262.443451062,47900.385293107262,113067675.04327285,55570.64533278728,131173134.20309171,64469.138512281679,152177807.31870928,74792.542037606501,176545946.07165512,86769.02562693131,204816139.43967646,100000,237459243.55584022]
[null,13799.808000000023,32693589.008640036,16009.562975155224,37928793.800440162,18573.16434716163,44002307.985446423,21547.274127667235,51048371.440128312,24997.62494211844,59222713.537010677,29000.480049446447,68706012.12639083,33644.308638758455,79707862.538044333,39031.750921996863,92471433.14829962,45281.881302451278,107278827.12863553,52532.841378124882,124457320.38246411,60944.893839244898,144386596.63637841,70703.962119014512,167507133.34573281,82025.74411637774,194329947.65352699,95160.475889740948,225447882.2173312,100000,259140243.55584022]
[null,15092.736000000023,35734473.457920037,17509.526760038425,41456613.252052702,20313.316400947231,48095034.973909274,23566.075696742435,55796464.37150798,27339.695876812839,64731115.46227093,31717.585437388847,75096471.240315929,36796.50239969285,87121621.841534451,42688.703515545662,101072353.13261175,49524.419476070478,117257007.16467421,57454.734605721678,136033300.3108249,66654.926884761706,157816231.3051202,77328.339236044907,183087247.13501114,89710.878669619327,212404895.4878819,100000,245595882.2173312,100000,279288243.55584025]
[null,16464.000000000025,39069668.257920042,19100.370441600026,45325870.794259824,22158.900892800033,52583874.32226824,25707.192537600036,61004098.899812311,29823.668347200044,70772645.077704981,34599.314971200045,82105427.470606774,40139.681467200055,95252917.814752504,46567.223774400067,110505708.48871085,54024.004809600083,128200919.93897894,62674.835798400083,148729655.1726858,72710.919758400109,172545645.8751781,84354.074515200118,200175273.77992779,97861.640620800143,232229217.33664048,100000,265853382.2173312,100000,299545743.55584025]
[null,17915.904000000028,42718600.425600044,20784.76695797763,49559104.28059113,24113.018776780838,57494972.856535196,27974.222158233642,66701608.726779759,32453.715927859248,77382493.40073207,37650.51053752326,89773706.951784134,43679.463056179266,104149114.05540453,50673.828394598473,120826447.11783873,58788.197513625695,140174312.12657908,68201.9157786625,162620339.359326,79123.047749222518,188660637.01026225,91792.972608307333,218870748.51106173,100000,252596217.33664048,100000,286220382.21733117,100000,319912743.55584025]
[null,19450.752000000033,46403253.630720049,22565.389247308834,53833778.792655081,26178.771006950443,62454148.342236854,30370.762066636849,72454894.038873106,35234.012193369657,84057048.500583053,40876.014023001662,97517054.668231457,47421.464381529673,113132399.1605196,55015.034072179289,131248220.097302,63824.557798732909,152264917.23318204,74044.745369011318,176647005.69830465,85901.48614629134,204933385.03838494,99656.838167193753,237749241.64926407,100000,271539717.33664048,100000,305163882.21733117,100000,338856243.55584025]
[null,21070.848000000035,50094866.200320058,24444.910247731237,58116527.068057597,28359.258537369646,67422690.43798402,32900.40977080325,78219045.830717832,38168.730718310464,90744210.12243104,44280.667314278471,105275027.58169305,51371.302658150482,122132651.38622756,59597.357503180894,141689677.1318593,69140.645875507311,164378358.39057094,80212.095391948926,190700164.81097412,93056.410238668948,221236868.11219975,100000,255269241.64926407,100000,289059717.33664048,100000,322683882.21733117,100000,356376243.55584025]
[null,22778.496000000039,53886119.074560061,26426.002897382441,62514870.990297928,30657.58232209925,72525338.439674214,35566.762778726457,84138777.827609062,41262.045077260867,97611864.905090332,47869.312297996876,113242395.92057166,55534.595100940889,131375829.39482817,64427.315383641704,152412959.50431263,74744.021954534532,176818753.40468368,86712.736669977734,205132632.70232522,100000,237880868.11219975,100000,271913241.6492641,100000,305703717.33664048,100000,339327882.21733117,100000,373020243.55584025]
[null,24576.000000000033,57761262.754560068,28511.340134400038,67010539.102690123,33076.843315200043,77740895.093614951,38373.418598400051,90189498.472204775,44518.128844800056,104631483.4613384,51646.790860800065,121386061.90350261,59916.958924800078,140823535.47809064,69511.424409600091,163373520.90521836,80642.246246400115,189534422.79281604,93555.440025600124,219884454.48556185,100000,253648868.11219975,100000,287681241.6492641,100000,321471717.33664048,100000,355095882.21733117,100000,388788243.55584025]
[null,26465.664000000033,61499670.122880071,30703.594896921633,71347575.399854794,35620.142470732841,82772418.318318322,41323.974737817647,96026716.523795202,47941.155595507254,111403411.39498177,55617.944889331266,129242374.70884511,64524.011344627274,149937874.70057598,74856.201277094486,173947333.61661434,86842.878961689712,201801413.66054952,100000,234009954.48556185,100000,267774368.11219975,100000,301806741.6492641,100000,335597217.33664048,100000,369221382.21733117,100000,402913743.55584025]
[null,28449.792000000023,65051057.658240072,33005.440123084823,75467644.490419477,38290.58074275843,87552231.512436852,44422.028704972836,101571918.36703697,51535.298903961637,117836562.7571633,59787.616270233644,136705662.84785837,69361.369575321645,158596254.46466339,80468.162682163267,183992174.36422879,93353.480310988874,213454728.60777026,100000,246492954.48556185,100000,280257368.11219972,100000,314289741.6492641,100000,348080217.33664048,100000,381704382.21733117,100000,415396743.55584025]
[null,30530.688000000013,68293874.684160069,35419.548751027214,79229731.861009836,41091.259085337617,91916739.596185982,47671.17800785922,106635312.53914173,55304.732344742421,123710754.90316013,64160.646890150427,143520485.95729569,74434.650831782434,166502330.90276116,86353.82532084483,193164245.92068231,100000,224076228.60777026,100000,257114454.48556185,100000,290878868.11219972,100000,324911241.6492641,100000,358701717.33664048,100000,392325882.21733117,100000,426018243.55584025]
[null,32710.656000000014,71159328.149760067,37948.593718886412,82554028.67078428,44025.278452531216,95773353.988627717,51075.020154470418,111109484.30467334,59253.629492428823,128901372.84669688,68741.878635724817,149542274.52578518,79749.472328908829,173488384.67877358,92519.705889177625,201268972.15657428,100000,232836228.60777026,100000,265874454.48556185,100000,299638868.11219972,100000,333671241.6492641,100000,367461717.33664048,100000,401085882.21733117,100000,434778243.55584025]
[null,34992,73649883.749760062,40595.247964800001,85443395.444678918,47095.739798399998,99125393.268778831,54637.152652800003,114998283.64473638,63386.163921600004,133412883.06381676,73536.153393600005,154776210.24357465,85311.451281599991,179560427.22374147,98972.321083200004,208313327.10967103,100000,239953728.60777026,100000,272991954.48556185,100000,306756368.11219972,100000,340788741.6492641,100000,374579217.33664048,100000,408203382.21733117,100000,441895743.55584025]
[null,37377.02399999999,75696275.813760057,43362.18442690558,87817475.042052001,50305.744077004783,101879632.75699484,58361.17301084158,118193557.86707996,67706.509206835181,137119814.44289097,78548.313050419179,159076730.3830851,91126.20490475517,184549586.94227681,100000,213788327.10967103,100000,245428728.60777026,100000,278466954.48556185,100000,312231368.11219972,100000,346263741.6492641,100000,380054217.33664048,100000,413678382.21733117,100000,447370743.55584025]
[null,39868.031999999985,77442495.615360051,46252.076043340778,89843315.972750321,53658.392242406379,104229870.33721225,62250.678736588772,120920137.59574255,72218.838922713578,140282999.58770582,83783.199492825559,162746434.52087086,97199.350413273554,188806918.4903782,100000,218168327.10967103,100000,249808728.60777026,100000,282846954.48556185,100000,316611368.11219972,100000,350643741.6492641,100000,384434217.33664048,100000,418058382.21733117,100000,451750743.55584025]
[null,42467.327999999972,78837547.340160057,49267.595752243164,91461756.493211508,57156.785248665561,106107470.73263091,66309.267338035148,123098397.02779701,76927.326643814347,142810062.26795512,89245.654607462333,165678154.274726,100000,192091918.4903782,100000,221453327.10967103,100000,253093728.60777026,100000,286131954.48556185,100000,319896368.11219972,100000,353928741.6492641,100000,387719217.33664048,100000,421343382.21733117,100000,455035743.55584025]
[null,45177.215999999964,80074273.628160059,52411.416491750351,92896519.019673169,60804.024049843152,107771980.89099537,70540.536323174339,125029444.20964392,81836.145944716729,145050326.76319176,94940.52028097272,168277151.01741764,100000,194829418.4903782,100000,224190827.10967103,100000,255831228.60777026,100000,288869454.48556185,100000,322633868.11219972,100000,356666241.6492641,100000,390456717.33664048,100000,424080882.21733117,100000,457773243.55584025]
[null,47999.999999999956,81125473.628160059,55686.211199999947,94116047.044953167,64603.209599999936,109186791.18123537,74948.083199999935,126670807.23172392,86949.470399999918,146954520.16495177,100000,170467151.01741764,100000,197019418.4903782,100000,226380827.10967103,100000,258021228.60777026,100000,291059454.48556185,100000,324823868.11219972,100000,358856241.6492641,100000,392646717.33664048,100000,426270882.21733117,100000,459963243.55584025]
[null,50937.983999999931,82129461.292800054,59094.652815129513,95280802.651939377,68557.442853196699,110538058.37987188,79535.505476505481,128238452.04466584,92271.473584243067,148773190.9092972,100000,172438151.01741764,100000,198990418.4903782,100000,228351827.10967103,100000,259992228.60777026,100000,293030454.48556185,100000,326794868.11219972,100000,360827241.6492641,100000,394617717.33664048,100000,428241882.21733117,100000,461934243.55584025]
[null,53993.471999999929,83075426.922240049,62639.414275276715,96378245.190042228,72669.824763494311,111811233.7097283,84306.400660684681,129715500.18424104,97806.329072025474,150486757.79463908,100000,174190151.01741764,100000,200742418.4903782,100000,230103827.10967103,100000,261744228.60777026,100000,294782454.48556185,100000,328546868.11219972,100000,362579241.6492641,100000,396369717.33664048,100000,429993882.21733117,100000,463686243.55584025]
[null,57168.767999999916,84077023.737600043,66323.168518579099,97540227.102487728,76943.456284953485,113159283.06384069,89264.366260531067,131279411.88112554,100000,152238757.79463908,100000,175942151.01741764,100000,202494418.4903782,100000,231855827.10967103,100000,263496228.60777026,100000,296534454.48556185,100000,330298868.11219972,100000,364331241.6492641,100000,398121717.33664048,100000,431745882.21733117,100000,465438243.55584025]
[null,60466.17599999989,85136391.141120046,70148.588483174259,98769230.37271294,81381.438371635042,114585085.86411174,94412.999784038228,132933527.63734189,100000,153990757.79463908,100000,177694151.01741764,100000,204246418.4903782,100000,233607827.10967103,100000,265248228.60777026,100000,298286454.48556185,100000,332050868.11219972,100000,366083241.6492641,100000,399873717.33664048,100000,433497882.21733117,100000,467190243.55584025]
[null,63887.999999999884,85766007.381120041,74118.347107199865,99499666.683454394,85986.871977599847,115432486.48745099,99755.898739199823,133916622.0194167,100000,154976257.79463908,100000,178679651.01741764,100000,205231918.4903782,100000,234593327.10967103,100000,266233728.60777026,100000,299271954.48556185,100000,333036368.11219972,100000,367068741.6492641,100000,400859217.33664048,100000,434483382.21733117,100000,468175743.55584025]
[null,67436.543999999863,85913693.412480041,78235.117328793436,99671001.590404451,90762.858056908619,115631257.14659561,100000,134135622.0194167,100000,155195257.79463908,100000,178898651.01741764,100000,205450918.4903782,100000,234812327.10967103,100000,266452728.60777026,100000,299490954.48556185,100000,333255368.11219972,100000,367287741.6492641,100000,401078217.33664048,100000,434702382.21733117,100000,468394743.55584025]
[null,71114.111999999834,85991563.365120038,82501.572086092609,99761340.811838716,95712.497563622179,115736062.33142778,100000,134245122.01941669,100000,155304757.79463908,100000,179008151.01741764,100000,205560418.4903782,100000,234921827.10967103,100000,266562228.60777026,100000,299600454.48556185,100000,333364868.11219972,100000,367397241.6492641,100000,401187717.33664048,100000,434811882.21733117,100000,468504243.55584025]
[null,74923.007999999812,0,86920.384317234973,0,100000,0,100000,0,100000,0,100000,0,100000,0,100000,0,100000,0,100000,0,100000,0,100000,0,100000,0,100000,0,100000,0]
[null,78865.535999999789,0,91494.226960358152,0,100000,0,100000,0,100000,0,100000,0,100000,0,100000,0,100000,0,100000,0,100000,0,100000,0,100000,0,100000,0,100000,0]
[null,82943.999999999782,0,96225.772953599735,0,100000,0,100000,0,100000,0,100000,0,100000,0,100000,0,100000,0,100000,0,100000,0,100000,0,100000,0,100000,0,100000,0]
[null,87160.703999999765,0,100000,0,100000,0,100000,0,100000,0,100000,0,100000,0,100000,0,100000,0,100000,0,100000,0,100000,0,100000,0,100000,0,100000,0]
[null,91517.951999999743,0,100000,0,100000,0,100000,0,100000,0,100000,0,100000,0,100000,0,100000,0,100000,0,100000,0,100000,0,100000,0,100000,0,100000,0]
[null,96018.047999999719,0,100000,0,100000,0,100000,0,100000,0,100000,0,100000,0,100000,0,100000,0,100000,0,100000,0,100000,0,100000,0,100000,0,100000,0]
[null,{"$f":"IF(B94<$O$5,0,IF(C94*$B$341>$O$8,$O$8,C94*$B$341))","v":100000},{"$f":"IF(B94>$O$6,0,IF(B94<$O$5,0,IF(ROW(B94)>ROW($B$30),OFFSET(INDIRECT(ADDRESS(ROW(), COLUMN())),-1,0)+$O$15*D94*B407,IF(ROW(B94)=ROW($B$30),$O$15*D94*B407,0))))","v":0},{"$f":"IF(B94<$O$5,0,IF(C94*$D$341>$O$8,$O$8,C94*$D$341))","v":100000},{"$f":"IF(B94>$O$6,0,IF(B94<$O$5,0,IF(ROW(B94)>ROW($B$30),OFFSET(INDIRECT(ADDRESS(ROW(), COLUMN())),-1,0)+$O$15*D94*D407,IF(ROW(B94)=ROW($B$30),$O$15*D94*D407,0))))","v":0},{"$f":"IF(B94<$O$5,0,IF(C94*$F$341>$O$8,$O$8,C94*$F$341))","v":100000},{"$f":"IF(B94>$O$6,0,IF(B94<$O$5,0,IF(ROW(B94)>ROW($B$30),OFFSET(INDIRECT(ADDRESS(ROW(), COLUMN())),-1,0)+$O$15*D94*F407,IF(ROW(B94)=ROW($B$30),$O$15*D94*F407,0))))","v":0},{"$f":"IF(B94<$O$5,0,IF(C94*$H$341>$O$8,$O$8,C94*$H$341))","v":100000},{"$f":"IF(B94>$O$6,0,IF(B94<$O$5,0,IF(ROW(B94)>ROW($B$30),OFFSET(INDIRECT(ADDRESS(ROW(), COLUMN())),-1,0)+$O$15*D94*H407,IF(ROW(B94)=ROW($B$30),$O$15*D94*H407,0))))","v":0},{"$f":"IF(B94<$O$5,0,IF(C94*$J$341>$O$8,$O$8,C94*$J$341))","v":100000},{"$f":"IF(B94>$O$6,0,IF(B94<$O$5,0,IF(ROW(B94)>ROW($B$30),OFFSET(INDIRECT(ADDRESS(ROW(), COLUMN())),-1,0)+$O$15*D94*J407,IF(ROW(B94)=ROW($B$30),$O$15*D94*J407,0))))","v":0},{"$f":"IF(B94<$O$5,0,IF(C94*$L$341>$O$8,$O$8,C94*$L$341))","v":100000},{"$f":"IF(B94>$O$6,0,IF(B94<$O$5,0,IF(ROW(B94)>ROW($B$30),OFFSET(INDIRECT(ADDRESS(ROW(), COLUMN())),-1,0)+$O$15*D94*L407,IF(ROW(B94)=ROW($B$30),$O$15*D94*L407,0))))","v":0},{"$f":"IF(B94<$O$5,0,IF(C94*$N$341>$O$8,$O$8,C94*$N$341))","v":100000},{"$f":"IF(B94>$O$6,0,IF(B94<$O$5,0,IF(ROW(B94)>ROW($B$30),OFFSET(INDIRECT(ADDRESS(ROW(), COLUMN())),-1,0)+$O$15*D94*N407,IF(ROW(B94)=ROW($B$30),$O$15*D94*N407,0))))","v":0},{"$f":"IF(B94<$O$5,0,IF(C94*$P$341>$O$8,$O$8,C94*$P$341))","v":100000},{"$f":"IF(B94>$O$6,0,IF(B94<$O$5,0,IF(ROW(B94)>ROW($B$30),OFFSET(INDIRECT(ADDRESS(ROW(), COLUMN())),-1,0)+$O$15*D94*P407,IF(ROW(B94)=ROW($B$30),$O$15*D94*P407,0))))","v":0},{"$f":"IF(B94<$O$5,0,IF(C94*$R$341>$O$8,$O$8,C94*$R$341))","v":100000},{"$f":"IF(B94>$O$6,0,IF(B94<$O$5,0,IF(ROW(B94)>ROW($B$30),OFFSET(INDIRECT(ADDRESS(ROW(), COLUMN())),-1,0)+$O$15*D94*R407,IF(ROW(B94)=ROW($B$30),$O$15*D94*R407,0))))","v":0},{"$f":"IF(B94<$O$5,0,IF(C94*$T$341>$O$8,$O$8,C94*$T$341))","v":100000},{"$f":"IF(B94>$O$6,0,IF(B94<$O$5,0,IF(ROW(B94)>ROW($B$30),OFFSET(INDIRECT(ADDRESS(ROW(), COLUMN())),-1,0)+$O$15*D94*T407,IF(ROW(B94)=ROW($B$30),$O$15*D94*T407,0))))","v":0},{"$f":"IF(B94<$O$5,0,IF(C94*$V$341>$O$8,$O$8,C94*$V$341))","v":100000},{"$f":"IF(B94>$O$6,0,IF(B94<$O$5,0,IF(ROW(B94)>ROW($B$30),OFFSET(INDIRECT(ADDRESS(ROW(), COLUMN())),-1,0)+$O$15*D94*V407,IF(ROW(B94)=ROW($B$30),$O$15*D94*V407,0))))","v":0},{"$f":"IF(B94<$O$5,0,IF(C94*$X$341>$O$8,$O$8,C94*$X$341))","v":100000},{"$f":"IF(B94>$O$6,0,IF(B94<$O$5,0,IF(ROW(B94)>ROW($B$30),OFFSET(INDIRECT(ADDRESS(ROW(), COLUMN())),-1,0)+$O$15*D94*X407,IF(ROW(B94)=ROW($B$30),$O$15*D94*X407,0))))","v":0},{"$f":"IF(B94<$O$5,0,IF(C94*$Z$341>$O$8,$O$8,C94*$Z$341))","v":100000},{"$f":"IF(B94>$O$6,0,IF(B94<$O$5,0,IF(ROW(B94)>ROW($B$30),OFFSET(INDIRECT(ADDRESS(ROW(), COLUMN())),-1,0)+$O$15*D94*Z407,IF(ROW(B94)=ROW($B$30),$O$15*D94*Z407,0))))","v":0},{"$f":"IF(B94<$O$5,0,IF(C94*$AB$341>$O$8,$O$8,C94*$AB$341))","v":100000},{"$f":"IF(B94>$O$6,0,IF(B94<$O$5,0,IF(ROW(B94)>ROW($B$30),OFFSET(INDIRECT(ADDRESS(ROW(), COLUMN())),-1,0)+$O$15*D94*AB407,IF(ROW(B94)=ROW($B$30),$O$15*D94*AB407,0))))","v":0},{"$f":"IF(B94<$O$5,0,IF(C94*$AD$341>$O$8,$O$8,C94*$AD$341))","v":100000},{"$f":"IF(B94>$O$6,0,IF(B94<$O$5,0,IF(ROW(B94)>ROW($B$30),OFFSET(INDIRECT(ADDRESS(ROW(), COLUMN())),-1,0)+$O$15*D94*AD407,IF(ROW(B94)=ROW($B$30),$O$15*D94*AD407,0))))","v":0}]
[null,100000,0,100000,0,100000,0,100000,0,100000,0,100000,0,100000,0,100000,0,100000,0,100000,0,100000,0,100000,0,100000,0,100000,0,100000,0]
[null,100000,0,100000,0,100000,0,100000,0,100000,0,100000,0,100000,0,100000,0,100000,0,100000,0,100000,0,100000,0,100000,0,100000,0,100000,0]
[null,100000,0,100000,0,100000,0,100000,0,100000,0,100000,0,100000,0,100000,0,100000,0,100000,0,100000,0,100000,0,100000,0,100000,0,100000,0]
[null,100000,0,100000,0,100000,0,100000,0,100000,0,100000,0,100000,0,100000,0,100000,0,100000,0,100000,0,100000,0,100000,0,100000,0,100000,0]
[null,100000,0,100000,0,100000,0,100000,0,100000,0,100000,0,100000,0,100000,0,100000,0,100000,0,100000,0,100000,0,100000,0,100000,0,100000,0]
[null,100000,0,100000,0,100000,0,100000,0,100000,0,100000,0,100000,0,100000,0,100000,0,100000,0,100000,0,100000,0,100000,0,100000,0,100000,0]
[null,100000,0,100000,0,100000,0,100000,0,100000,0,100000,0,100000,0,100000,0,100000,0,100000,0,100000,0,100000,0,100000,0,100000,0,100000,0]
[null,100000,0,100000,0,100000,0,100000,0,100000,0,100000,0,100000,0,100000,0,100000,0,100000,0,100000,0,100000,0,100000,0,100000,0,100000,0]
[null,100000,0,100000,0,100000,0,100000,0,100000,0,100000,0,100000,0,100000,0,100000,0,100000,0,100000,0,100000,0,100000,0,100000,0,100000,0]
[null,100000,0,100000,0,100000,0,100000,0,100000,0,100000,0,100000,0,100000,0,100000,0,100000,0,100000,0,100000,0,100000,0,100000,0,100000,0]
[null,100000,0,100000,0,100000,0,100000,0,100000,0,100000,0,100000,0,100000,0,100000,0,100000,0,100000,0,100000,0,100000,0,100000,0,100000,0]
[null,100000,0,100000,0,100000,0,100000,0,100000,0,100000,0,100000,0,100000,0,100000,0,100000,0,100000,0,100000,0,100000,0,100000,0,100000,0]
[null,100000,0,100000,0,100000,0,100000,0,100000,0,100000,0,100000,0,100000,0,100000,0,100000,0,100000,0,100000,0,100000,0,100000,0,100000,0]
[null,100000,0,100000,0,100000,0,100000,0,100000,0,100000,0,100000,0,100000,0,100000,0,100000,0,100000,0,100000,0,100000,0,100000,0,100000,0]
[null,100000,0,100000,0,100000,0,100000,0,100000,0,100000,0,100000,0,100000,0,100000,0,100000,0,100000,0,100000,0,100000,0,100000,0,100000,0]
[null,100000,0,100000,0,100000,0,100000,0,100000,0,100000,0,100000,0,100000,0,100000,0,100000,0,100000,0,100000,0,100000,0,100000,0,100000,0]
[null,100000,0,100000,0,100000,0,100000,0,100000,0,100000,0,100000,0,100000,0,100000,0,100000,0,100000,0,100000,0,100000,0,100000,0,100000,0]
[null,100000,0,100000,0,100000,0,100000,0,100000,0,100000,0,100000,0,100000,0,100000,0,100000,0,100000,0,100000,0,100000,0,100000,0,100000,0]
[null,100000,0,100000,0,100000,0,100000,0,100000,0,100000,0,100000,0,100000,0,100000,0,100000,0,100000,0,100000,0,100000,0,100000,0,100000,0]
[null,100000,0,100000,0,100000,0,100000,0,100000,0,100000,0,100000,0,100000,0,100000,0,100000,0,100000,0,100000,0,100000,0,100000,0,100000,0]
[null,100000,0,100000,0,100000,0,100000,0,100000,0,100000,0,100000,0,100000,0,100000,0,100000,0,100000,0,100000,0,100000,0,100000,0,100000,0]
[null,100000,0,100000,0,100000,0,100000,0,100000,0,100000,0,100000,0,100000,0,100000,0,100000,0,100000,0,100000,0,100000,0,100000,0,100000,0]
[null,100000,0,100000,0,100000,0,100000,0,100000,0,100000,0,100000,0,100000,0,100000,0,100000,0,100000,0,100000,0,100000,0,100000,0,100000,0]
[null,100000,0,100000,0,100000,0,100000,0,100000,0,100000,0,100000,0,100000,0,100000,0,100000,0,100000,0,100000,0,100000,0,100000,0,100000,0]
[null,100000,0,100000,0,100000,0,100000,0,100000,0,100000,0,100000,0,100000,0,100000,0,100000,0,100000,0,100000,0,100000,0,100000,0,100000,0]
[null,100000,0,100000,0,100000,0,100000,0,100000,0,100000,0,100000,0,100000,0,100000,0,100000,0,100000,0,100000,0,100000,0,100000,0,100000,0]
[null,100000,0,100000,0,100000,0,100000,0,100000,0,100000,0,100000,0,100000,0,100000,0,100000,0,100000,0,100000,0,100000,0,100000,0,100000,0]
[null,100000,0,100000,0,100000,0,100000,0,100000,0,100000,0,100000,0,100000,0,100000,0,100000,0,100000,0,100000,0,100000,0,100000,0,100000,0]
[null,100000,0,100000,0,100000,0,100000,0,100000,0,100000,0,100000,0,100000,0,100000,0,100000,0,100000,0,100000,0,100000,0,100000,0,100000,0]
[null,100000,0,100000,0,100000,0,100000,0,100000,0,100000,0,100000,0,100000,0,100000,0,100000,0,100000,0,100000,0,100000,0,100000,0,100000,0]
[null,100000,0,100000,0,100000,0,100000,0,100000,0,100000,0,100000,0,100000,0,100000,0,100000,0,100000,0,100000,0,100000,0,100000,0,100000,0]
[null,100000,0,100000,0,100000,0,100000,0,100000,0,100000,0,100000,0,100000,0,100000,0,100000,0,100000,0,100000,0,100000,0,100000,0,100000,0]
[null,100000,0,100000,0,100000,0,100000,0,100000,0,100000,0,100000,0,100000,0,100000,0,100000,0,100000,0,100000,0,100000,0,100000,0,100000,0]
[null,100000,0,100000,0,100000,0,100000,0,100000,0,100000,0,100000,0,100000,0,100000,0,100000,0,100000,0,100000,0,100000,0,100000,0,100000,0]
[null,100000,0,100000,0,100000,0,100000,0,100000,0,100000,0,100000,0,100000,0,100000,0,100000,0,100000,0,100000,0,100000,0,100000,0,100000,0]
[null,100000,0,100000,0,100000,0,100000,0,100000,0,100000,0,100000,0,100000,0,100000,0,100000,0,100000,0,100000,0,100000,0,100000,0,100000,0]
[null,100000,0,100000,0,100000,0,100000,0,100000,0,100000,0,100000,0,100000,0,100000,0,100000,0,100000,0,100000,0,100000,0,100000,0,100000,0]
[null,100000,0,100000,0,100000,0,100000,0,100000,0,100000,0,100000,0,100000,0,100000,0,100000,0,100000,0,100000,0,100000,0,100000,0,100000,0]
[null,100000,0,100000,0,100000,0,100000,0,100000,0,100000,0,100000,0,100000,0,100000,0,100000,0,100000,0,100000,0,100000,0,100000,0,100000,0]
[null,100000,0,100000,0,100000,0,100000,0,100000,0,100000,0,100000,0,100000,0,100000,0,100000,0,100000,0,100000,0,100000,0,100000,0,100000,0]
[null,100000,0,100000,0,100000,0,100000,0,100000,0,100000,0,100000,0,100000,0,100000,0,100000,0,100000,0,100000,0,100000,0,100000,0,100000,0]
[null,100000,0,100000,0,100000,0,100000,0,100000,0,100000,0,100000,0,100000,0,100000,0,100000,0,100000,0,100000,0,100000,0,100000,0,100000,0]
[null,100000,0,100000,0,100000,0,100000,0,100000,0,100000,0,100000,0,100000,0,100000,0,100000,0,100000,0,100000,0,100000,0,100000,0,100000,0]
[null,100000,0,100000,0,100000,0,100000,0,100000,0,100000,0,100000,0,100000,0,100000,0,100000,0,100000,0,100000,0,100000,0,100000,0,100000,0]
[null,100000,0,100000,0,100000,0,100000,0,100000,0,100000,0,100000,0,100000,0,100000,0,100000,0,100000,0,100000,0,100000,0,100000,0,100000,0]
[null,100000,0,100000,0,100000,0,100000,0,100000,0,100000,0,100000,0,100000,0,100000,0,100000,0,100000,0,100000,0,100000,0,100000,0,100000,0]
[null,100000,0,100000,0,100000,0,100000,0,100000,0,100000,0,100000,0,100000,0,100000,0,100000,0,100000,0,100000,0,100000,0,100000,0,100000,0]
[null,100000,0,100000,0,100000,0,100000,0,100000,0,100000,0,100000,0,100000,0,100000,0,100000,0,100000,0,100000,0,100000,0,100000,0,100000,0]
[null,100000,0,100000,0,100000,0,100000,0,100000,0,100000,0,100000,0,100000,0,100000,0,100000,0,100000,0,100000,0,100000,0,100000,0,100000,0]
[null,100000,0,100000,0,100000,0,100000,0,100000,0,100000,0,100000,0,100000,0,100000,0,100000,0,100000,0,100000,0,100000,0,100000,0,100000,0]
[null,100000,0,100000,0,100000,0,100000,0,100000,0,100000,0,100000,0,100000,0,100000,0,100000,0,100000,0,100000,0,100000,0,100000,0,100000,0]
[null,100000,0,100000,0,100000,0,100000,0,100000,0,100000,0,100000,0,100000,0,100000,0,100000,0,100000,0,100000,0,100000,0,100000,0,100000,0]
[null,100000,0,100000,0,100000,0,100000,0,100000,0,100000,0,100000,0,100000,0,100000,0,100000,0,100000,0,100000,0,100000,0,100000,0,100000,0]
[null,100000,0,100000,0,100000,0,100000,0,100000,0,100000,0,100000,0,100000,0,100000,0,100000,0,100000,0,100000,0,100000,0,100000,0,100000,0]
[null,100000,0,100000,0,100000,0,100000,0,100000,0,100000,0,100000,0,100000,0,100000,0,100000,0,100000,0,100000,0,100000,0,100000,0,100000,0]
[null,100000,0,100000,0,100000,0,100000,0,100000,0,100000,0,100000,0,100000,0,100000,0,100000,0,100000,0,100000,0,100000,0,100000,0,100000,0]
[null,100000,0,100000,0,100000,0,100000,0,100000,0,100000,0,100000,0,100000,0,100000,0,100000,0,100000,0,100000,0,100000,0,100000,0,100000,0]
[null,100000,0,100000,0,100000,0,100000,0,100000,0,100000,0,100000,0,100000,0,100000,0,100000,0,100000,0,100000,0,100000,0,100000,0,100000,0]
[null,100000,0,100000,0,100000,0,100000,0,100000,0,100000,0,100000,0,100000,0,100000,0,100000,0,100000,0,100000,0,100000,0,100000,0,100000,0]
[null,100000,0,100000,0,100000,0,100000,0,100000,0,100000,0,100000,0,100000,0,100000,0,100000,0,100000,0,100000,0,100000,0,100000,0,100000,0]
[null,100000,0,100000,0,100000,0,100000,0,100000,0,100000,0,100000,0,100000,0,100000,0,100000,0,100000,0,100000,0,100000,0,100000,0,100000,0]
[null,100000,0,100000,0,100000,0,100000,0,100000,0,100000,0,100000,0,100000,0,100000,0,100000,0,100000,0,100000,0,100000,0,100000,0,100000,0]
[null,100000,0,100000,0,100000,0,100000,0,100000,0,100000,0,100000,0,100000,0,100000,0,100000,0,100000,0,100000,0,100000,0,100000,0,100000,0]
[null,{"$f":"IF(B158<$O$5,0,IF(C158*$B$341>$O$8,$O$8,C158*$B$341))","v":100000},{"$f":"IF(B158>$O$6,0,IF(B158<$O$5,0,IF(ROW(B158)>ROW($B$30),OFFSET(INDIRECT(ADDRESS(ROW(), COLUMN())),-1,0)+$O$15*D158*B471,IF(ROW(B158)=ROW($B$30),$O$15*D158*B471,0))))","v":0},{"$f":"IF(B158<$O$5,0,IF(C158*$D$341>$O$8,$O$8,C158*$D$341))","v":100000},{"$f":"IF(B158>$O$6,0,IF(B158<$O$5,0,IF(ROW(B158)>ROW($B$30),OFFSET(INDIRECT(ADDRESS(ROW(), COLUMN())),-1,0)+$O$15*D158*D471,IF(ROW(B158)=ROW($B$30),$O$15*D158*D471,0))))","v":0},{"$f":"IF(B158<$O$5,0,IF(C158*$F$341>$O$8,$O$8,C158*$F$341))","v":100000},{"$f":"IF(B158>$O$6,0,IF(B158<$O$5,0,IF(ROW(B158)>ROW($B$30),OFFSET(INDIRECT(ADDRESS(ROW(), COLUMN())),-1,0)+$O$15*D158*F471,IF(ROW(B158)=ROW($B$30),$O$15*D158*F471,0))))","v":0},{"$f":"IF(B158<$O$5,0,IF(C158*$H$341>$O$8,$O$8,C158*$H$341))","v":100000},{"$f":"IF(B158>$O$6,0,IF(B158<$O$5,0,IF(ROW(B158)>ROW($B$30),OFFSET(INDIRECT(ADDRESS(ROW(), COLUMN())),-1,0)+$O$15*D158*H471,IF(ROW(B158)=ROW($B$30),$O$15*D158*H471,0))))","v":0},{"$f":"IF(B158<$O$5,0,IF(C158*$J$341>$O$8,$O$8,C158*$J$341))","v":100000},{"$f":"IF(B158>$O$6,0,IF(B158<$O$5,0,IF(ROW(B158)>ROW($B$30),OFFSET(INDIRECT(ADDRESS(ROW(), COLUMN())),-1,0)+$O$15*D158*J471,IF(ROW(B158)=ROW($B$30),$O$15*D158*J471,0))))","v":0},{"$f":"IF(B158<$O$5,0,IF(C158*$L$341>$O$8,$O$8,C158*$L$341))","v":100000},{"$f":"IF(B158>$O$6,0,IF(B158<$O$5,0,IF(ROW(B158)>ROW($B$30),OFFSET(INDIRECT(ADDRESS(ROW(), COLUMN())),-1,0)+$O$15*D158*L471,IF(ROW(B158)=ROW($B$30),$O$15*D158*L471,0))))","v":0},{"$f":"IF(B158<$O$5,0,IF(C158*$N$341>$O$8,$O$8,C158*$N$341))","v":100000},{"$f":"IF(B158>$O$6,0,IF(B158<$O$5,0,IF(ROW(B158)>ROW($B$30),OFFSET(INDIRECT(ADDRESS(ROW(), COLUMN())),-1,0)+$O$15*D158*N471,IF(ROW(B158)=ROW($B$30),$O$15*D158*N471,0))))","v":0},{"$f":"IF(B158<$O$5,0,IF(C158*$P$341>$O$8,$O$8,C158*$P$341))","v":100000},{"$f":"IF(B158>$O$6,0,IF(B158<$O$5,0,IF(ROW(B158)>ROW($B$30),OFFSET(INDIRECT(ADDRESS(ROW(), COLUMN())),-1,0)+$O$15*D158*P471,IF(ROW(B158)=ROW($B$30),$O$15*D158*P471,0))))","v":0},{"$f":"IF(B158<$O$5,0,IF(C158*$R$341>$O$8,$O$8,C158*$R$341))","v":100000},{"$f":"IF(B158>$O$6,0,IF(B158<$O$5,0,IF(ROW(B158)>ROW($B$30),OFFSET(INDIRECT(ADDRESS(ROW(), COLUMN())),-1,0)+$O$15*D158*R471,IF(ROW(B158)=ROW($B$30),$O$15*D158*R471,0))))","v":0},{"$f":"IF(B158<$O$5,0,IF(C158*$T$341>$O$8,$O$8,C158*$T$341))","v":100000},{"$f":"IF(B158>$O$6,0,IF(B158<$O$5,0,IF(ROW(B158)>ROW($B$30),OFFSET(INDIRECT(ADDRESS(ROW(), COLUMN())),-1,0)+$O$15*D158*T471,IF(ROW(B158)=ROW($B$30),$O$15*D158*T471,0))))","v":0},{"$f":"IF(B158<$O$5,0,IF(C158*$V$341>$O$8,$O$8,C158*$V$341))","v":100000},{"$f":"IF(B158>$O$6,0,IF(B158<$O$5,0,IF(ROW(B158)>ROW($B$30),OFFSET(INDIRECT(ADDRESS(ROW(), COLUMN())),-1,0)+$O$15*D158*V471,IF(ROW(B158)=ROW($B$30),$O$15*D158*V471,0))))","v":0},{"$f":"IF(B158<$O$5,0,IF(C158*$X$341>$O$8,$O$8,C158*$X$341))","v":100000},{"$f":"IF(B158>$O$6,0,IF(B158<$O$5,0,IF(ROW(B158)>ROW($B$30),OFFSET(INDIRECT(ADDRESS(ROW(), COLUMN())),-1,0)+$O$15*D158*X471,IF(ROW(B158)=ROW($B$30),$O$15*D158*X471,0))))","v":0},{"$f":"IF(B158<$O$5,0,IF(C158*$Z$341>$O$8,$O$8,C158*$Z$341))","v":100000},{"$f":"IF(B158>$O$6,0,IF(B158<$O$5,0,IF(ROW(B158)>ROW($B$30),OFFSET(INDIRECT(ADDRESS(ROW(), COLUMN())),-1,0)+$O$15*D158*Z471,IF(ROW(B158)=ROW($B$30),$O$15*D158*Z471,0))))","v":0},{"$f":"IF(B158<$O$5,0,IF(C158*$AB$341>$O$8,$O$8,C158*$AB$341))","v":100000},{"$f":"IF(B158>$O$6,0,IF(B158<$O$5,0,IF(ROW(B158)>ROW($B$30),OFFSET(INDIRECT(ADDRESS(ROW(), COLUMN())),-1,0)+$O$15*D158*AB471,IF(ROW(B158)=ROW($B$30),$O$15*D158*AB471,0))))","v":0},{"$f":"IF(B158<$O$5,0,IF(C158*$AD$341>$O$8,$O$8,C158*$AD$341))","v":100000},{"$f":"IF(B158>$O$6,0,IF(B158<$O$5,0,IF(ROW(B158)>ROW($B$30),OFFSET(INDIRECT(ADDRESS(ROW(), COLUMN())),-1,0)+$O$15*D158*AD471,IF(ROW(B158)=ROW($B$30),$O$15*D158*AD471,0))))","v":0}]
[null,100000,0,100000,0,100000,0,100000,0,100000,0,100000,0,100000,0,100000,0,100000,0,100000,0,100000,0,100000,0,100000,0,100000,0,100000,0]
[null,100000,0,100000,0,100000,0,100000,0,100000,0,100000,0,100000,0,100000,0,100000,0,100000,0,100000,0,100000,0,100000,0,100000,0,100000,0]
[null,100000,0,100000,0,100000,0,100000,0,100000,0,100000,0,100000,0,100000,0,100000,0,100000,0,100000,0,100000,0,100000,0,100000,0,100000,0]
[null,100000,0,100000,0,100000,0,100000,0,100000,0,100000,0,100000,0,100000,0,100000,0,100000,0,100000,0,100000,0,100000,0,100000,0,100000,0]
[null,100000,0,100000,0,100000,0,100000,0,100000,0,100000,0,100000,0,100000,0,100000,0,100000,0,100000,0,100000,0,100000,0,100000,0,100000,0]
[null,100000,0,100000,0,100000,0,100000,0,100000,0,100000,0,100000,0,100000,0,100000,0,100000,0,100000,0,100000,0,100000,0,100000,0,100000,0]
[null,100000,0,100000,0,100000,0,100000,0,100000,0,100000,0,100000,0,100000,0,100000,0,100000,0,100000,0,100000,0,100000,0,100000,0,100000,0]
[null,100000,0,100000,0,100000,0,100000,0,100000,0,100000,0,100000,0,100000,0,100000,0,100000,0,100000,0,100000,0,100000,0,100000,0,100000,0]
[null,100000,0,100000,0,100000,0,100000,0,100000,0,100000,0,100000,0,100000,0,100000,0,100000,0,100000,0,100000,0,100000,0,100000,0,100000,0]
[null,100000,0,100000,0,100000,0,100000,0,100000,0,100000,0,100000,0,100000,0,100000,0,100000,0,100000,0,100000,0,100000,0,100000,0,100000,0]
[null,100000,0,100000,0,100000,0,100000,0,100000,0,100000,0,100000,0,100000,0,100000,0,100000,0,100000,0,100000,0,100000,0,100000,0,100000,0]
[null,100000,0,100000,0,100000,0,100000,0,100000,0,100000,0,100000,0,100000,0,100000,0,100000,0,100000,0,100000,0,100000,0,100000,0,100000,0]
[null,100000,0,100000,0,100000,0,100000,0,100000,0,100000,0,100000,0,100000,0,100000,0,100000,0,100000,0,100000,0,100000,0,100000,0,100000,0]
[null,100000,0,100000,0,100000,0,100000,0,100000,0,100000,0,100000,0,100000,0,100000,0,100000,0,100000,0,100000,0,100000,0,100000,0,100000,0]
[null,100000,0,100000,0,100000,0,100000,0,100000,0,100000,0,100000,0,100000,0,100000,0,100000,0,100000,0,100000,0,100000,0,100000,0,100000,0]
[null,100000,0,100000,0,100000,0,100000,0,100000,0,100000,0,100000,0,100000,0,100000,0,100000,0,100000,0,100000,0,100000,0,100000,0,100000,0]
[null,100000,0,100000,0,100000,0,100000,0,100000,0,100000,0,100000,0,100000,0,100000,0,100000,0,100000,0,100000,0,100000,0,100000,0,100000,0]
[null,100000,0,100000,0,100000,0,100000,0,100000,0,100000,0,100000,0,100000,0,100000,0,100000,0,100000,0,100000,0,100000,0,100000,0,100000,0]
[null,100000,0,100000,0,100000,0,100000,0,100000,0,100000,0,100000,0,100000,0,100000,0,100000,0,100000,0,100000,0,100000,0,100000,0,100000,0]
[null,100000,0,100000,0,100000,0,100000,0,100000,0,100000,0,100000,0,100000,0,100000,0,100000,0,100000,0,100000,0,100000,0,100000,0,100000,0]
[null,100000,0,100000,0,100000,0,100000,0,100000,0,100000,0,100000,0,100000,0,100000,0,100000,0,100000,0,100000,0,100000,0,100000,0,100000,0]
[null,100000,0,100000,0,100000,0,100000,0,100000,0,100000,0,100000,0,100000,0,100000,0,100000,0,100000,0,100000,0,100000,0,100000,0,100000,0]
[null,100000,0,100000,0,100000,0,100000,0,100000,0,100000,0,100000,0,100000,0,100000,0,100000,0,100000,0,100000,0,100000,0,100000,0,100000,0]
[null,100000,0,100000,0,100000,0,100000,0,100000,0,100000,0,100000,0,100000,0,100000,0,100000,0,100000,0,100000,0,100000,0,100000,0,100000,0]
[null,100000,0,100000,0,100000,0,100000,0,100000,0,100000,0,100000,0,100000,0,100000,0,100000,0,100000,0,100000,0,100000,0,100000,0,100000,0]
[null,100000,0,100000,0,100000,0,100000,0,100000,0,100000,0,100000,0,100000,0,100000,0,100000,0,100000,0,100000,0,100000,0,100000,0,100000,0]
[null,100000,0,100000,0,100000,0,100000,0,100000,0,100000,0,100000,0,100000,0,100000,0,100000,0,100000,0,100000,0,100000,0,100000,0,100000,0]
[null,100000,0,100000,0,100000,0,100000,0,100000,0,100000,0,100000,0,100000,0,100000,0,100000,0,100000,0,100000,0,100000,0,100000,0,100000,0]
[null,100000,0,100000,0,100000,0,100000,0,100000,0,100000,0,100000,0,100000,0,100000,0,100000,0,100000,0,100000,0,100000,0,100000,0,100000,0]
[null,100000,0,100000,0,100000,0,100000,0,100000,0,100000,0,100000,0,100000,0,100000,0,100000,0,100000,0,100000,0,100000,0,100000,0,100000,0]
[null,100000,0,100000,0,100000,0,100000,0,100000,0,100000,0,100000,0,100000,0,100000,0,100000,0,100000,0,100000,0,100000,0,100000,0,100000,0]
[null,100000,0,100000,0,100000,0,100000,0,100000,0,100000,0,100000,0,100000,0,100000,0,100000,0,100000,0,100000,0,100000,0,100000,0,100000,0]
[null,100000,0,100000,0,100000,0,100000,0,100000,0,100000,0,100000,0,100000,0,100000,0,100000,0,100000,0,100000,0,100000,0,100000,0,100000,0]
[null,100000,0,100000,0,100000,0,100000,0,100000,0,100000,0,100000,0,100000,0,100000,0,100000,0,100000,0,100000,0,100000,0,100000,0,100000,0]
[null,100000,0,100000,0,100000,0,100000,0,100000,0,100000,0,100000,0,100000,0,100000,0,100000,0,100000,0,100000,0,100000,0,100000,0,100000,0]
[null,100000,0,100000,0,100000,0,100000,0,100000,0,100000,0,100000,0,100000,0,100000,0,100000,0,100000,0,100000,0,100000,0,100000,0,100000,0]
[null,100000,0,100000,0,100000,0,100000,0,100000,0,100000,0,100000,0,100000,0,100000,0,100000,0,100000,0,100000,0,100000,0,100000,0,100000,0]
[null,100000,0,100000,0,100000,0,100000,0,100000,0,100000,0,100000,0,100000,0,100000,0,100000,0,100000,0,100000,0,100000,0,100000,0,100000,0]
[null,100000,0,100000,0,100000,0,100000,0,100000,0,100000,0,100000,0,100000,0,100000,0,100000,0,100000,0,100000,0,100000,0,100000,0,100000,0]
[null,100000,0,100000,0,100000,0,100000,0,100000,0,100000,0,100000,0,100000,0,100000,0,100000,0,100000,0,100000,0,100000,0,100000,0,100000,0]
[null,100000,0,100000,0,100000,0,100000,0,100000,0,100000,0,100000,0,100000,0,100000,0,100000,0,100000,0,100000,0,100000,0,100000,0,100000,0]
[null,100000,0,100000,0,100000,0,100000,0,100000,0,100000,0,100000,0,100000,0,100000,0,100000,0,100000,0,100000,0,100000,0,100000,0,100000,0]
[null,100000,0,100000,0,100000,0,100000,0,100000,0,100000,0,100000,0,100000,0,100000,0,100000,0,100000,0,100000,0,100000,0,100000,0,100000,0]
[null,100000,0,100000,0,100000,0,100000,0,100000,0,100000,0,100000,0,100000,0,100000,0,100000,0,100000,0,100000,0,100000,0,100000,0,100000,0]
[null,100000,0,100000,0,100000,0,100000,0,100000,0,100000,0,100000,0,100000,0,100000,0,100000,0,100000,0,100000,0,100000,0,100000,0,100000,0]
[null,100000,0,100000,0,100000,0,100000,0,100000,0,100000,0,100000,0,100000,0,100000,0,100000,0,100000,0,100000,0,100000,0,100000,0,100000,0]
[null,100000,0,100000,0,100000,0,100000,0,100000,0,100000,0,100000,0,100000,0,100000,0,100000,0,100000,0,100000,0,100000,0,100000,0,100000,0]
[null,100000,0,100000,0,100000,0,100000,0,100000,0,100000,0,100000,0,100000,0,100000,0,100000,0,100000,0,100000,0,100000,0,100000,0,100000,0]
[null,100000,0,100000,0,100000,0,100000,0,100000,0,100000,0,100000,0,100000,0,100000,0,100000,0,100000,0,100000,0,100000,0,100000,0,100000,0]
[null,100000,0,100000,0,100000,0,100000,0,100000,0,100000,0,100000,0,100000,0,100000,0,100000,0,100000,0,100000,0,100000,0,100000,0,100000,0]
[null,100000,0,100000,0,100000,0,100000,0,100000,0,100000,0,100000,0,100000,0,100000,0,100000,0,100000,0,100000,0,100000,0,100000,0,100000,0]
[null,100000,0,100000,0,100000,0,100000,0,100000,0,100000,0,100000,0,100000,0,100000,0,100000,0,100000,0,100000,0,100000,0,100000,0,100000,0]
[null,100000,0,100000,0,100000,0,100000,0,100000,0,100000,0,100000,0,100000,0,100000,0,100000,0,100000,0,100000,0,100000,0,100000,0,100000,0]
[null,100000,0,100000,0,100000,0,100000,0,100000,0,100000,0,100000,0,100000,0,100000,0,100000,0,100000,0,100000,0,100000,0,100000,0,100000,0]
[null,100000,0,100000,0,100000,0,100000,0,100000,0,100000,0,100000,0,100000,0,100000,0,100000,0,100000,0,100000,0,100000,0,100000,0,100000,0]
[null,100000,0,100000,0,100000,0,100000,0,100000,0,100000,0,100000,0,100000,0,100000,0,100000,0,100000,0,100000,0,100000,0,100000,0,100000,0]
[null,100000,0,100000,0,100000,0,100000,0,100000,0,100000,0,100000,0,100000,0,100000,0,100000,0,100000,0,100000,0,100000,0,100000,0,100000,0]
[null,100000,0,100000,0,100000,0,100000,0,100000,0,100000,0,100000,0,100000,0,100000,0,100000,0,100000,0,100000,0,100000,0,100000,0,100000,0]
[null,100000,0,100000,0,100000,0,100000,0,100000,0,100000,0,100000,0,100000,0,100000,0,100000,0,100000,0,100000,0,100000,0,100000,0,100000,0]
[null,100000,0,100000,0,100000,0,100000,0,100000,0,100000,0,100000,0,100000,0,100000,0,100000,0,100000,0,100000,0,100000,0,100000,0,100000,0]
[null,100000,0,100000,0,100000,0,100000,0,100000,0,100000,0,100000,0,100000,0,100000,0,100000,0,100000,0,100000,0,100000,0,100000,0,100000,0]
[null,100000,0,100000,0,100000,0,100000,0,100000,0,100000,0,100000,0,100000,0,100000,0,100000,0,100000,0,100000,0,100000,0,100000,0,100000,0]
[null,100000,0,100000,0,100000,0,100000,0,100000,0,100000,0,100000,0,100000,0,100000,0,100000,0,100000,0,100000,0,100000,0,100000,0,100000,0]
[null,{"$f":"IF(B222<$O$5,0,IF(C222*$B$341>$O$8,$O$8,C222*$B$341))","v":100000},{"$f":"IF(B222>$O$6,0,IF(B222<$O$5,0,IF(ROW(B222)>ROW($B$30),OFFSET(INDIRECT(ADDRESS(ROW(), COLUMN())),-1,0)+$O$15*D222*B535,IF(ROW(B222)=ROW($B$30),$O$15*D222*B535,0))))","v":0},{"$f":"IF(B222<$O$5,0,IF(C222*$D$341>$O$8,$O$8,C222*$D$341))","v":100000},{"$f":"IF(B222>$O$6,0,IF(B222<$O$5,0,IF(ROW(B222)>ROW($B$30),OFFSET(INDIRECT(ADDRESS(ROW(), COLUMN())),-1,0)+$O$15*D222*D535,IF(ROW(B222)=ROW($B$30),$O$15*D222*D535,0))))","v":0},{"$f":"IF(B222<$O$5,0,IF(C222*$F$341>$O$8,$O$8,C222*$F$341))","v":100000},{"$f":"IF(B222>$O$6,0,IF(B222<$O$5,0,IF(ROW(B222)>ROW($B$30),OFFSET(INDIRECT(ADDRESS(ROW(), COLUMN())),-1,0)+$O$15*D222*F535,IF(ROW(B222)=ROW($B$30),$O$15*D222*F535,0))))","v":0},{"$f":"IF(B222<$O$5,0,IF(C222*$H$341>$O$8,$O$8,C222*$H$341))","v":100000},{"$f":"IF(B222>$O$6,0,IF(B222<$O$5,0,IF(ROW(B222)>ROW($B$30),OFFSET(INDIRECT(ADDRESS(ROW(), COLUMN())),-1,0)+$O$15*D222*H535,IF(ROW(B222)=ROW($B$30),$O$15*D222*H535,0))))","v":0},{"$f":"IF(B222<$O$5,0,IF(C222*$J$341>$O$8,$O$8,C222*$J$341))","v":100000},{"$f":"IF(B222>$O$6,0,IF(B222<$O$5,0,IF(ROW(B222)>ROW($B$30),OFFSET(INDIRECT(ADDRESS(ROW(), COLUMN())),-1,0)+$O$15*D222*J535,IF(ROW(B222)=ROW($B$30),$O$15*D222*J535,0))))","v":0},{"$f":"IF(B222<$O$5,0,IF(C222*$L$341>$O$8,$O$8,C222*$L$341))","v":100000},{"$f":"IF(B222>$O$6,0,IF(B222<$O$5,0,IF(ROW(B222)>ROW($B$30),OFFSET(INDIRECT(ADDRESS(ROW(), COLUMN())),-1,0)+$O$15*D222*L535,IF(ROW(B222)=ROW($B$30),$O$15*D222*L535,0))))","v":0},{"$f":"IF(B222<$O$5,0,IF(C222*$N$341>$O$8,$O$8,C222*$N$341))","v":100000},{"$f":"IF(B222>$O$6,0,IF(B222<$O$5,0,IF(ROW(B222)>ROW($B$30),OFFSET(INDIRECT(ADDRESS(ROW(), COLUMN())),-1,0)+$O$15*D222*N535,IF(ROW(B222)=ROW($B$30),$O$15*D222*N535,0))))","v":0},{"$f":"IF(B222<$O$5,0,IF(C222*$P$341>$O$8,$O$8,C222*$P$341))","v":100000},{"$f":"IF(B222>$O$6,0,IF(B222<$O$5,0,IF(ROW(B222)>ROW($B$30),OFFSET(INDIRECT(ADDRESS(ROW(), COLUMN())),-1,0)+$O$15*D222*P535,IF(ROW(B222)=ROW($B$30),$O$15*D222*P535,0))))","v":0},{"$f":"IF(B222<$O$5,0,IF(C222*$R$341>$O$8,$O$8,C222*$R$341))","v":100000},{"$f":"IF(B222>$O$6,0,IF(B222<$O$5,0,IF(ROW(B222)>ROW($B$30),OFFSET(INDIRECT(ADDRESS(ROW(), COLUMN())),-1,0)+$O$15*D222*R535,IF(ROW(B222)=ROW($B$30),$O$15*D222*R535,0))))","v":0},{"$f":"IF(B222<$O$5,0,IF(C222*$T$341>$O$8,$O$8,C222*$T$341))","v":100000},{"$f":"IF(B222>$O$6,0,IF(B222<$O$5,0,IF(ROW(B222)>ROW($B$30),OFFSET(INDIRECT(ADDRESS(ROW(), COLUMN())),-1,0)+$O$15*D222*T535,IF(ROW(B222)=ROW($B$30),$O$15*D222*T535,0))))","v":0},{"$f":"IF(B222<$O$5,0,IF(C222*$V$341>$O$8,$O$8,C222*$V$341))","v":100000},{"$f":"IF(B222>$O$6,0,IF(B222<$O$5,0,IF(ROW(B222)>ROW($B$30),OFFSET(INDIRECT(ADDRESS(ROW(), COLUMN())),-1,0)+$O$15*D222*V535,IF(ROW(B222)=ROW($B$30),$O$15*D222*V535,0))))","v":0},{"$f":"IF(B222<$O$5,0,IF(C222*$X$341>$O$8,$O$8,C222*$X$341))","v":100000},{"$f":"IF(B222>$O$6,0,IF(B222<$O$5,0,IF(ROW(B222)>ROW($B$30),OFFSET(INDIRECT(ADDRESS(ROW(), COLUMN())),-1,0)+$O$15*D222*X535,IF(ROW(B222)=ROW($B$30),$O$15*D222*X535,0))))","v":0},{"$f":"IF(B222<$O$5,0,IF(C222*$Z$341>$O$8,$O$8,C222*$Z$341))","v":100000},{"$f":"IF(B222>$O$6,0,IF(B222<$O$5,0,IF(ROW(B222)>ROW($B$30),OFFSET(INDIRECT(ADDRESS(ROW(), COLUMN())),-1,0)+$O$15*D222*Z535,IF(ROW(B222)=ROW($B$30),$O$15*D222*Z535,0))))","v":0},{"$f":"IF(B222<$O$5,0,IF(C222*$AB$341>$O$8,$O$8,C222*$AB$341))","v":100000},{"$f":"IF(B222>$O$6,0,IF(B222<$O$5,0,IF(ROW(B222)>ROW($B$30),OFFSET(INDIRECT(ADDRESS(ROW(), COLUMN())),-1,0)+$O$15*D222*AB535,IF(ROW(B222)=ROW($B$30),$O$15*D222*AB535,0))))","v":0},{"$f":"IF(B222<$O$5,0,IF(C222*$AD$341>$O$8,$O$8,C222*$AD$341))","v":100000},{"$f":"IF(B222>$O$6,0,IF(B222<$O$5,0,IF(ROW(B222)>ROW($B$30),OFFSET(INDIRECT(ADDRESS(ROW(), COLUMN())),-1,0)+$O$15*D222*AD535,IF(ROW(B222)=ROW($B$30),$O$15*D222*AD535,0))))","v":0}]
[null,100000,0,100000,0,100000,0,100000,0,100000,0,100000,0,100000,0,100000,0,100000,0,100000,0,100000,0,100000,0,100000,0,100000,0,100000,0]
[null,100000,0,100000,0,100000,0,100000,0,100000,0,100000,0,100000,0,100000,0,100000,0,100000,0,100000,0,100000,0,100000,0,100000,0,100000,0]
[null,100000,0,100000,0,100000,0,100000,0,100000,0,100000,0,100000,0,100000,0,100000,0,100000,0,100000,0,100000,0,100000,0,100000,0,100000,0]
[null,100000,0,100000,0,100000,0,100000,0,100000,0,100000,0,100000,0,100000,0,100000,0,100000,0,100000,0,100000,0,100000,0,100000,0,100000,0]
[null,100000,0,100000,0,100000,0,100000,0,100000,0,100000,0,100000,0,100000,0,100000,0,100000,0,100000,0,100000,0,100000,0,100000,0,100000,0]
[null,100000,0,100000,0,100000,0,100000,0,100000,0,100000,0,100000,0,100000,0,100000,0,100000,0,100000,0,100000,0,100000,0,100000,0,100000,0]
[null,100000,0,100000,0,100000,0,100000,0,100000,0,100000,0,100000,0,100000,0,100000,0,100000,0,100000,0,100000,0,100000,0,100000,0,100000,0]
[null,100000,0,100000,0,100000,0,100000,0,100000,0,100000,0,100000,0,100000,0,100000,0,100000,0,100000,0,100000,0,100000,0,100000,0,100000,0]
[null,100000,0,100000,0,100000,0,100000,0,100000,0,100000,0,100000,0,100000,0,100000,0,100000,0,100000,0,100000,0,100000,0,100000,0,100000,0]
[null,100000,0,100000,0,100000,0,100000,0,100000,0,100000,0,100000,0,100000,0,100000,0,100000,0,100000,0,100000,0,100000,0,100000,0,100000,0]
[null,100000,0,100000,0,100000,0,100000,0,100000,0,100000,0,100000,0,100000,0,100000,0,100000,0,100000,0,100000,0,100000,0,100000,0,100000,0]
[null,100000,0,100000,0,100000,0,100000,0,100000,0,100000,0,100000,0,100000,0,100000,0,100000,0,100000,0,100000,0,100000,0,100000,0,100000,0]
[null,100000,0,100000,0,100000,0,100000,0,100000,0,100000,0,100000,0,100000,0,100000,0,100000,0,100000,0,100000,0,100000,0,100000,0,100000,0]
[null,100000,0,100000,0,100000,0,100000,0,100000,0,100000,0,100000,0,100000,0,100000,0,100000,0,100000,0,100000,0,100000,0,100000,0,100000,0]
[null,100000,0,100000,0,100000,0,100000,0,100000,0,100000,0,100000,0,100000,0,100000,0,100000,0,100000,0,100000,0,100000,0,100000,0,100000,0]
[null,100000,0,100000,0,100000,0,100000,0,100000,0,100000,0,100000,0,100000,0,100000,0,100000,0,100000,0,100000,0,100000,0,100000,0,100000,0]
[null,100000,0,100000,0,100000,0,100000,0,100000,0,100000,0,100000,0,100000,0,100000,0,100000,0,100000,0,100000,0,100000,0,100000,0,100000,0]
[null,100000,0,100000,0,100000,0,100000,0,100000,0,100000,0,100000,0,100000,0,100000,0,100000,0,100000,0,100000,0,100000,0,100000,0,100000,0]
[null,100000,0,100000,0,100000,0,100000,0,100000,0,100000,0,100000,0,100000,0,100000,0,100000,0,100000,0,100000,0,100000,0,100000,0,100000,0]
[null,100000,0,100000,0,100000,0,100000,0,100000,0,100000,0,100000,0,100000,0,100000,0,100000,0,100000,0,100000,0,100000,0,100000,0,100000,0]
[null,100000,0,100000,0,100000,0,100000,0,100000,0,100000,0,100000,0,100000,0,100000,0,100000,0,100000,0,100000,0,100000,0,100000,0,100000,0]
[null,100000,0,100000,0,100000,0,100000,0,100000,0,100000,0,100000,0,100000,0,100000,0,100000,0,100000,0,100000,0,100000,0,100000,0,100000,0]
[null,100000,0,100000,0,100000,0,100000,0,100000,0,100000,0,100000,0,100000,0,100000,0,100000,0,100000,0,100000,0,100000,0,100000,0,100000,0]
[null,100000,0,100000,0,100000,0,100000,0,100000,0,100000,0,100000,0,100000,0,100000,0,100000,0,100000,0,100000,0,100000,0,100000,0,100000,0]
[null,100000,0,100000,0,100000,0,100000,0,100000,0,100000,0,100000,0,100000,0,100000,0,100000,0,100000,0,100000,0,100000,0,100000,0,100000,0]
[null,100000,0,100000,0,100000,0,100000,0,100000,0,100000,0,100000,0,100000,0,100000,0,100000,0,100000,0,100000,0,100000,0,100000,0,100000,0]
[null,100000,0,100000,0,100000,0,100000,0,100000,0,100000,0,100000,0,100000,0,100000,0,100000,0,100000,0,100000,0,100000,0,100000,0,100000,0]
[null,100000,0,100000,0,100000,0,100000,0,100000,0,100000,0,100000,0,100000,0,100000,0,100000,0,100000,0,100000,0,100000,0,100000,0,100000,0]
[null,100000,0,100000,0,100000,0,100000,0,100000,0,100000,0,100000,0,100000,0,100000,0,100000,0,100000,0,100000,0,100000,0,100000,0,100000,0]
[null,100000,0,100000,0,100000,0,100000,0,100000,0,100000,0,100000,0,100000,0,100000,0,100000,0,100000,0,100000,0,100000,0,100000,0,100000,0]
[null,100000,0,100000,0,100000,0,100000,0,100000,0,100000,0,100000,0,100000,0,100000,0,100000,0,100000,0,100000,0,100000,0,100000,0,100000,0]
[null,100000,0,100000,0,100000,0,100000,0,100000,0,100000,0,100000,0,100000,0,100000,0,100000,0,100000,0,100000,0,100000,0,100000,0,100000,0]
[null,100000,0,100000,0,100000,0,100000,0,100000,0,100000,0,100000,0,100000,0,100000,0,100000,0,100000,0,100000,0,100000,0,100000,0,100000,0]
[null,100000,0,100000,0,100000,0,100000,0,100000,0,100000,0,100000,0,100000,0,100000,0,100000,0,100000,0,100000,0,100000,0,100000,0,100000,0]
[null,100000,0,100000,0,100000,0,100000,0,100000,0,100000,0,100000,0,100000,0,100000,0,100000,0,100000,0,100000,0,100000,0,100000,0,100000,0]
[null,100000,0,100000,0,100000,0,100000,0,100000,0,100000,0,100000,0,100000,0,100000,0,100000,0,100000,0,100000,0,100000,0,100000,0,100000,0]
[null,100000,0,100000,0,100000,0,100000,0,100000,0,100000,0,100000,0,100000,0,100000,0,100000,0,100000,0,100000,0,100000,0,100000,0,100000,0]
[null,100000,0,100000,0,100000,0,100000,0,100000,0,100000,0,100000,0,100000,0,100000,0,100000,0,100000,0,100000,0,100000,0,100000,0,100000,0]
[null,100000,0,100000,0,100000,0,100000,0,100000,0,100000,0,100000,0,100000,0,100000,0,100000,0,100000,0,100000,0,100000,0,100000,0,100000,0]
[null,100000,0,100000,0,100000,0,100000,0,100000,0,100000,0,100000,0,100000,0,100000,0,100000,0,100000,0,100000,0,100000,0,100000,0,100000,0]
[null,100000,0,100000,0,100000,0,100000,0,100000,0,100000,0,100000,0,100000,0,100000,0,100000,0,100000,0,100000,0,100000,0,100000,0,100000,0]
[null,100000,0,100000,0,100000,0,100000,0,100000,0,100000,0,100000,0,100000,0,100000,0,100000,0,100000,0,100000,0,100000,0,100000,0,100000,0]
[null,100000,0,100000,0,100000,0,100000,0,100000,0,100000,0,100000,0,100000,0,100000,0,100000,0,100000,0,100000,0,100000,0,100000,0,100000,0]
[null,100000,0,100000,0,100000,0,100000,0,100000,0,100000,0,100000,0,100000,0,100000,0,100000,0,100000,0,100000,0,100000,0,100000,0,100000,0]
[null,100000,0,100000,0,100000,0,100000,0,100000,0,100000,0,100000,0,100000,0,100000,0,100000,0,100000,0,100000,0,100000,0,100000,0,100000,0]
[null,100000,0,100000,0,100000,0,100000,0,100000,0,100000,0,100000,0,100000,0,100000,0,100000,0,100000,0,100000,0,100000,0,100000,0,100000,0]
[null,100000,0,100000,0,100000,0,100000,0,100000,0,100000,0,100000,0,100000,0,100000,0,100000,0,100000,0,100000,0,100000,0,100000,0,100000,0]
[null,100000,0,100000,0,100000,0,100000,0,100000,0,100000,0,100000,0,100000,0,100000,0,100000,0,100000,0,100000,0,100000,0,100000,0,100000,0]
[null,100000,0,100000,0,100000,0,100000,0,100000,0,100000,0,100000,0,100000,0,100000,0,100000,0,100000,0,100000,0,100000,0,100000,0,100000,0]
[null,100000,0,100000,0,100000,0,100000,0,100000,0,100000,0,100000,0,100000,0,100000,0,100000,0,100000,0,100000,0,100000,0,100000,0,100000,0]
[null,100000,0,100000,0,100000,0,100000,0,100000,0,100000,0,100000,0,100000,0,100000,0,100000,0,100000,0,100000,0,100000,0,100000,0,100000,0]
[null,100000,0,100000,0,100000,0,100000,0,100000,0,100000,0,100000,0,100000,0,100000,0,100000,0,100000,0,100000,0,100000,0,100000,0,100000,0]
[null,100000,0,100000,0,100000,0,100000,0,100000,0,100000,0,100000,0,100000,0,100000,0,100000,0,100000,0,100000,0,100000,0,100000,0,100000,0]
[null,100000,0,100000,0,100000,0,100000,0,100000,0,100000,0,100000,0,100000,0,100000,0,100000,0,100000,0,100000,0,100000,0,100000,0,100000,0]
[null,100000,0,100000,0,100000,0,100000,0,100000,0,100000,0,100000,0,100000,0,100000,0,100000,0,100000,0,100000,0,100000,0,100000,0,100000,0]
[null,100000,0,100000,0,100000,0,100000,0,100000,0,100000,0,100000,0,100000,0,100000,0,100000,0,100000,0,100000,0,100000,0,100000,0,100000,0]
[null,100000,0,100000,0,100000,0,100000,0,100000,0,100000,0,100000,0,100000,0,100000,0,100000,0,100000,0,100000,0,100000,0,100000,0,100000,0]
[null,100000,0,100000,0,100000,0,100000,0,100000,0,100000,0,100000,0,100000,0,100000,0,100000,0,100000,0,100000,0,100000,0,100000,0,100000,0]
[null,100000,0,100000,0,100000,0,100000,0,100000,0,100000,0,100000,0,100000,0,100000,0,100000,0,100000,0,100000,0,100000,0,100000,0,100000,0]
[null,100000,0,100000,0,100000,0,100000,0,100000,0,100000,0,100000,0,100000,0,100000,0,100000,0,100000,0,100000,0,100000,0,100000,0,100000,0]
[null,100000,0,100000,0,100000,0,100000,0,100000,0,100000,0,100000,0,100000,0,100000,0,100000,0,100000,0,100000,0,100000,0,100000,0,100000,0]
[null,100000,0,100000,0,100000,0,100000,0,100000,0,100000,0,100000,0,100000,0,100000,0,100000,0,100000,0,100000,0,100000,0,100000,0,100000,0]
[null,100000,0,100000,0,100000,0,100000,0,100000,0,100000,0,100000,0,100000,0,100000,0,100000,0,100000,0,100000,0,100000,0,100000,0,100000,0]
[null,{"$f":"IF(B286<$O$5,0,IF(C286*$B$341>$O$8,$O$8,C286*$B$341))","v":100000},{"$f":"IF(B286>$O$6,0,IF(B286<$O$5,0,IF(ROW(B286)>ROW($B$30),OFFSET(INDIRECT(ADDRESS(ROW(), COLUMN())),-1,0)+$O$15*D286*B599,IF(ROW(B286)=ROW($B$30),$O$15*D286*B599,0))))","v":0},{"$f":"IF(B286<$O$5,0,IF(C286*$D$341>$O$8,$O$8,C286*$D$341))","v":100000},{"$f":"IF(B286>$O$6,0,IF(B286<$O$5,0,IF(ROW(B286)>ROW($B$30),OFFSET(INDIRECT(ADDRESS(ROW(), COLUMN())),-1,0)+$O$15*D286*D599,IF(ROW(B286)=ROW($B$30),$O$15*D286*D599,0))))","v":0},{"$f":"IF(B286<$O$5,0,IF(C286*$F$341>$O$8,$O$8,C286*$F$341))","v":100000},{"$f":"IF(B286>$O$6,0,IF(B286<$O$5,0,IF(ROW(B286)>ROW($B$30),OFFSET(INDIRECT(ADDRESS(ROW(), COLUMN())),-1,0)+$O$15*D286*F599,IF(ROW(B286)=ROW($B$30),$O$15*D286*F599,0))))","v":0},{"$f":"IF(B286<$O$5,0,IF(C286*$H$341>$O$8,$O$8,C286*$H$341))","v":100000},{"$f":"IF(B286>$O$6,0,IF(B286<$O$5,0,IF(ROW(B286)>ROW($B$30),OFFSET(INDIRECT(ADDRESS(ROW(), COLUMN())),-1,0)+$O$15*D286*H599,IF(ROW(B286)=ROW($B$30),$O$15*D286*H599,0))))","v":0},{"$f":"IF(B286<$O$5,0,IF(C286*$J$341>$O$8,$O$8,C286*$J$341))","v":100000},{"$f":"IF(B286>$O$6,0,IF(B286<$O$5,0,IF(ROW(B286)>ROW($B$30),OFFSET(INDIRECT(ADDRESS(ROW(), COLUMN())),-1,0)+$O$15*D286*J599,IF(ROW(B286)=ROW($B$30),$O$15*D286*J599,0))))","v":0},{"$f":"IF(B286<$O$5,0,IF(C286*$L$341>$O$8,$O$8,C286*$L$341))","v":100000},{"$f":"IF(B286>$O$6,0,IF(B286<$O$5,0,IF(ROW(B286)>ROW($B$30),OFFSET(INDIRECT(ADDRESS(ROW(), COLUMN())),-1,0)+$O$15*D286*L599,IF(ROW(B286)=ROW($B$30),$O$15*D286*L599,0))))","v":0},{"$f":"IF(B286<$O$5,0,IF(C286*$N$341>$O$8,$O$8,C286*$N$341))","v":100000},{"$f":"IF(B286>$O$6,0,IF(B286<$O$5,0,IF(ROW(B286)>ROW($B$30),OFFSET(INDIRECT(ADDRESS(ROW(), COLUMN())),-1,0)+$O$15*D286*N599,IF(ROW(B286)=ROW($B$30),$O$15*D286*N599,0))))","v":0},{"$f":"IF(B286<$O$5,0,IF(C286*$P$341>$O$8,$O$8,C286*$P$341))","v":100000},{"$f":"IF(B286>$O$6,0,IF(B286<$O$5,0,IF(ROW(B286)>ROW($B$30),OFFSET(INDIRECT(ADDRESS(ROW(), COLUMN())),-1,0)+$O$15*D286*P599,IF(ROW(B286)=ROW($B$30),$O$15*D286*P599,0))))","v":0},{"$f":"IF(B286<$O$5,0,IF(C286*$R$341>$O$8,$O$8,C286*$R$341))","v":100000},{"$f":"IF(B286>$O$6,0,IF(B286<$O$5,0,IF(ROW(B286)>ROW($B$30),OFFSET(INDIRECT(ADDRESS(ROW(), COLUMN())),-1,0)+$O$15*D286*R599,IF(ROW(B286)=ROW($B$30),$O$15*D286*R599,0))))","v":0},{"$f":"IF(B286<$O$5,0,IF(C286*$T$341>$O$8,$O$8,C286*$T$341))","v":100000},{"$f":"IF(B286>$O$6,0,IF(B286<$O$5,0,IF(ROW(B286)>ROW($B$30),OFFSET(INDIRECT(ADDRESS(ROW(), COLUMN())),-1,0)+$O$15*D286*T599,IF(ROW(B286)=ROW($B$30),$O$15*D286*T599,0))))","v":0},{"$f":"IF(B286<$O$5,0,IF(C286*$V$341>$O$8,$O$8,C286*$V$341))","v":100000},{"$f":"IF(B286>$O$6,0,IF(B286<$O$5,0,IF(ROW(B286)>ROW($B$30),OFFSET(INDIRECT(ADDRESS(ROW(), COLUMN())),-1,0)+$O$15*D286*V599,IF(ROW(B286)=ROW($B$30),$O$15*D286*V599,0))))","v":0},{"$f":"IF(B286<$O$5,0,IF(C286*$X$341>$O$8,$O$8,C286*$X$341))","v":100000},{"$f":"IF(B286>$O$6,0,IF(B286<$O$5,0,IF(ROW(B286)>ROW($B$30),OFFSET(INDIRECT(ADDRESS(ROW(), COLUMN())),-1,0)+$O$15*D286*X599,IF(ROW(B286)=ROW($B$30),$O$15*D286*X599,0))))","v":0},{"$f":"IF(B286<$O$5,0,IF(C286*$Z$341>$O$8,$O$8,C286*$Z$341))","v":100000},{"$f":"IF(B286>$O$6,0,IF(B286<$O$5,0,IF(ROW(B286)>ROW($B$30),OFFSET(INDIRECT(ADDRESS(ROW(), COLUMN())),-1,0)+$O$15*D286*Z599,IF(ROW(B286)=ROW($B$30),$O$15*D286*Z599,0))))","v":0},{"$f":"IF(B286<$O$5,0,IF(C286*$AB$341>$O$8,$O$8,C286*$AB$341))","v":100000},{"$f":"IF(B286>$O$6,0,IF(B286<$O$5,0,IF(ROW(B286)>ROW($B$30),OFFSET(INDIRECT(ADDRESS(ROW(), COLUMN())),-1,0)+$O$15*D286*AB599,IF(ROW(B286)=ROW($B$30),$O$15*D286*AB599,0))))","v":0},{"$f":"IF(B286<$O$5,0,IF(C286*$AD$341>$O$8,$O$8,C286*$AD$341))","v":100000},{"$f":"IF(B286>$O$6,0,IF(B286<$O$5,0,IF(ROW(B286)>ROW($B$30),OFFSET(INDIRECT(ADDRESS(ROW(), COLUMN())),-1,0)+$O$15*D286*AD599,IF(ROW(B286)=ROW($B$30),$O$15*D286*AD599,0))))","v":0}]
[null,100000,0,100000,0,100000,0,100000,0,100000,0,100000,0,100000,0,100000,0,100000,0,100000,0,100000,0,100000,0,100000,0,100000,0,100000,0]
[null,100000,0,100000,0,100000,0,100000,0,100000,0,100000,0,100000,0,100000,0,100000,0,100000,0,100000,0,100000,0,100000,0,100000,0,100000,0]
[null,100000,0,100000,0,100000,0,100000,0,100000,0,100000,0,100000,0,100000,0,100000,0,100000,0,100000,0,100000,0,100000,0,100000,0,100000,0]
[null,100000,0,100000,0,100000,0,100000,0,100000,0,100000,0,100000,0,100000,0,100000,0,100000,0,100000,0,100000,0,100000,0,100000,0,100000,0]
[null,100000,0,100000,0,100000,0,100000,0,100000,0,100000,0,100000,0,100000,0,100000,0,100000,0,100000,0,100000,0,100000,0,100000,0,100000,0]
[null,100000,0,100000,0,100000,0,100000,0,100000,0,100000,0,100000,0,100000,0,100000,0,100000,0,100000,0,100000,0,100000,0,100000,0,100000,0]
[null,100000,0,100000,0,100000,0,100000,0,100000,0,100000,0,100000,0,100000,0,100000,0,100000,0,100000,0,100000,0,100000,0,100000,0,100000,0]
[null,100000,0,100000,0,100000,0,100000,0,100000,0,100000,0,100000,0,100000,0,100000,0,100000,0,100000,0,100000,0,100000,0,100000,0,100000,0]
[null,100000,0,100000,0,100000,0,100000,0,100000,0,100000,0,100000,0,100000,0,100000,0,100000,0,100000,0,100000,0,100000,0,100000,0,100000,0]
[null,100000,0,100000,0,100000,0,100000,0,100000,0,100000,0,100000,0,100000,0,100000,0,100000,0,100000,0,100000,0,100000,0,100000,0,100000,0]
[null,100000,0,100000,0,100000,0,100000,0,100000,0,100000,0,100000,0,100000,0,100000,0,100000,0,100000,0,100000,0,100000,0,100000,0,100000,0]
[null,100000,0,100000,0,100000,0,100000,0,100000,0,100000,0,100000,0,100000,0,100000,0,100000,0,100000,0,100000,0,100000,0,100000,0,100000,0]
[null,100000,0,100000,0,100000,0,100000,0,100000,0,100000,0,100000,0,100000,0,100000,0,100000,0,100000,0,100000,0,100000,0,100000,0,100000,0]
[null,100000,0,100000,0,100000,0,100000,0,100000,0,100000,0,100000,0,100000,0,100000,0,100000,0,100000,0,100000,0,100000,0,100000,0,100000,0]
[null,100000,0,100000,0,100000,0,100000,0,100000,0,100000,0,100000,0,100000,0,100000,0,100000,0,100000,0,100000,0,100000,0,100000,0,100000,0]
[null,100000,0,100000,0,100000,0,100000,0,100000,0,100000,0,100000,0,100000,0,100000,0,100000,0,100000,0,100000,0,100000,0,100000,0,100000,0]
[null,100000,0,100000,0,100000,0,100000,0,100000,0,100000,0,100000,0,100000,0,100000,0,100000,0,100000,0,100000,0,100000,0,100000,0,100000,0]
[null,100000,0,100000,0,100000,0,100000,0,100000,0,100000,0,100000,0,100000,0,100000,0,100000,0,100000,0,100000,0,100000,0,100000,0,100000,0]
[null,100000,0,100000,0,100000,0,100000,0,100000,0,100000,0,100000,0,100000,0,100000,0,100000,0,100000,0,100000,0,100000,0,100000,0,100000,0]
[null,100000,0,100000,0,100000,0,100000,0,100000,0,100000,0,100000,0,100000,0,100000,0,100000,0,100000,0,100000,0,100000,0,100000,0,100000,0]
[null,100000,0,100000,0,100000,0,100000,0,100000,0,100000,0,100000,0,100000,0,100000,0,100000,0,100000,0,100000,0,100000,0,100000,0,100000,0]
[null,100000,0,100000,0,100000,0,100000,0,100000,0,100000,0,100000,0,100000,0,100000,0,100000,0,100000,0,100000,0,100000,0,100000,0,100000,0]
[null,100000,0,100000,0,100000,0,100000,0,100000,0,100000,0,100000,0,100000,0,100000,0,100000,0,100000,0,100000,0,100000,0,100000,0,100000,0]
[null,100000,0,100000,0,100000,0,100000,0,100000,0,100000,0,100000,0,100000,0,100000,0,100000,0,100000,0,100000,0,100000,0,100000,0,100000,0]
[null,100000,0,100000,0,100000,0,100000,0,100000,0,100000,0,100000,0,100000,0,100000,0,100000,0,100000,0,100000,0,100000,0,100000,0,100000,0]
[null,100000,0,100000,0,100000,0,100000,0,100000,0,100000,0,100000,0,100000,0,100000,0,100000,0,100000,0,100000,0,100000,0,100000,0,100000,0]
[null,100000,0,100000,0,100000,0,100000,0,100000,0,100000,0,100000,0,100000,0,100000,0,100000,0,100000,0,100000,0,100000,0,100000,0,100000,0]
[null,100000,0,100000,0,100000,0,100000,0,100000,0,100000,0,100000,0,100000,0,100000,0,100000,0,100000,0,100000,0,100000,0,100000,0,100000,0]
[null,100000,0,100000,0,100000,0,100000,0,100000,0,100000,0,100000,0,100000,0,100000,0,100000,0,100000,0,100000,0,100000,0,100000,0,100000,0]
[null,100000,0,100000,0,100000,0,100000,0,100000,0,100000,0,100000,0,100000,0,100000,0,100000,0,100000,0,100000,0,100000,0,100000,0,100000,0]
[null,100000,0,100000,0,100000,0,100000,0,100000,0,100000,0,100000,0,100000,0,100000,0,100000,0,100000,0,100000,0,100000,0,100000,0,100000,0]
[null,100000,0,100000,0,100000,0,100000,0,100000,0,100000,0,100000,0,100000,0,100000,0,100000,0,100000,0,100000,0,100000,0,100000,0,100000,0]
[null,100000,0,100000,0,100000,0,100000,0,100000,0,100000,0,100000,0,100000,0,100000,0,100000,0,100000,0,100000,0,100000,0,100000,0,100000,0]
[null,100000,0,100000,0,100000,0,100000,0,100000,0,100000,0,100000,0,100000,0,100000,0,100000,0,100000,0,100000,0,100000,0,100000,0,100000,0]
[null,100000,0,100000,0,100000,0,100000,0,100000,0,100000,0,100000,0,100000,0,100000,0,100000,0,100000,0,100000,0,100000,0,100000,0,100000,0]
[null,100000,0,100000,0,100000,0,100000,0,100000,0,100000,0,100000,0,100000,0,100000,0,100000,0,100000,0,100000,0,100000,0,100000,0,100000,0]
[null,100000,0,100000,0,100000,0,100000,0,100000,0,100000,0,100000,0,100000,0,100000,0,100000,0,100000,0,100000,0,100000,0,100000,0,100000,0]
[null,100000,0,100000,0,100000,0,100000,0,100000,0,100000,0,100000,0,100000,0,100000,0,100000,0,100000,0,100000,0,100000,0,100000,0,100000,0]
[null,100000,0,100000,0,100000,0,100000,0,100000,0,100000,0,100000,0,100000,0,100000,0,100000,0,100000,0,100000,0,100000,0,100000,0,100000,0]
[null,100000,0,100000,0,100000,0,100000,0,100000,0,100000,0,100000,0,100000,0,100000,0,100000,0,100000,0,100000,0,100000,0,100000,0,100000,0]
[null,100000,0,100000,0,100000,0,100000,0,100000,0,100000,0,100000,0,100000,0,100000,0,100000,0,100000,0,100000,0,100000,0,100000,0,100000,0]
[null,100000,0,100000,0,100000,0,100000,0,100000,0,100000,0,100000,0,100000,0,100000,0,100000,0,100000,0,100000,0,100000,0,100000,0,100000,0]
[null,100000,0,100000,0,100000,0,100000,0,100000,0,100000,0,100000,0,100000,0,100000,0,100000,0,100000,0,100000,0,100000,0,100000,0,100000,0]
[null,100000,0,100000,0,100000,0,100000,0,100000,0,100000,0,100000,0,100000,0,100000,0,100000,0,100000,0,100000,0,100000,0,100000,0,100000,0]
[]
[]
[]
["Drawing the target LCOE front"]
["Meq",{"$f":"IF(($O$3*B653-$O$10)/($O$7*$O$4)<0,0.0001,($O$3*B653-$O$10)/($O$7*$O$4))","v":1E-4},null,{"$f":"IF(($O$3*D653-$O$10)/($O$7*$O$4)<0,0.0001,($O$3*D653-$O$10)/($O$7*$O$4))","v":1E-4},null,{"$f":"IF(($O$3*F653-$O$10)/($O$7*$O$4)<0,0.0001,($O$3*F653-$O$10)/($O$7*$O$4))","v":1E-4},null,{"$f":"IF(($O$3*H653-$O$10)/($O$7*$O$4)<0,0.0001,($O$3*H653-$O$10)/($O$7*$O$4))","v":1E-4},null,{"$f":"IF(($O$3*J653-$O$10)/($O$7*$O$4)<0,0.0001,($O$3*J653-$O$10)/($O$7*$O$4))","v":1E-4},null,{"$f":"IF(($O$3*L653-$O$10)/($O$7*$O$4)<0,0.0001,($O$3*L653-$O$10)/($O$7*$O$4))","v":1E-4},null,{"$f":"IF(($O$3*N653-$O$10)/($O$7*$O$4)<0,0.0001,($O$3*N653-$O$10)/($O$7*$O$4))","v":1E-4},null,{"$f":"IF(($O$3*P653-$O$10)/($O$7*$O$4)<0,0.0001,($O$3*P653-$O$10)/($O$7*$O$4))","v":1E-4},null,{"$f":"IF(($O$3*R653-$O$10)/($O$7*$O$4)<0,0.0001,($O$3*R653-$O$10)/($O$7*$O$4))","v":1E-4},null,{"$f":"IF(($O$3*T653-$O$10)/($O$7*$O$4)<0,0.0001,($O$3*T653-$O$10)/($O$7*$O$4))","v":1E-4},null,{"$f":"IF(($O$3*V653-$O$10)/($O$7*$O$4)<0,0.0001,($O$3*V653-$O$10)/($O$7*$O$4))","v":12004.368459103538},null,25492.809190257125,null,38885.375773668471,null,52212.026488576375,null,65565.70628737571]
["M2",{"$f":"$C$11/B648","v":614400},null,{"$f":"$C$11/D648","v":614400},null,614400,null,614400,null,614400,null,614400,null,614400,null,614400,null,614400,null,614400,null,{"$f":"$C$11/V648","v":5.118136802391037E-3},null,{"$f":"$C$11/X648","v":2.4100913924967209E-3},null,{"$f":"$C$11/Z648","v":1.5800284497084521E-3},null,{"$f":"$C$11/AB648","v":1.1767403820926706E-3},null,{"$f":"$C$11/AD648","v":9.3707524068614983E-4}]
[]
["WhYear",{"$f":"MAX(C656:C946)","v":85991563.365120038},null,{"$f":"MAX(E656:E946)","v":99761340.811838716},null,{"$f":"MAX(G656:G946)","v":115736062.33142778},null,{"$f":"MAX(I656:I946)","v":134245122.01941669},null,{"$f":"MAX(K656:K946)","v":155304757.79463908},null,{"$f":"MAX(M656:M946)","v":179008151.01741764},null,{"$f":"MAX(O656:O946)","v":205560418.4903782},null,{"$f":"MAX(Q656:Q946)","v":234921827.10967103},null,{"$f":"MAX(S656:S946)","v":266562228.60777026},null,{"$f":"MAX(U656:U946)","v":299600454.48556185},null,{"$f":"MAX(W656:W946)","v":333364868.11219972},null,367397241.6492641,null,401187717.33664048,null,434811882.21733117,null,468504243.55584025]
["CF",{"$f":"B651/($O$15*$O$8)*100","v":9.816388512000005},null,{"$f":"D651/($O$15*$O$8)*100","v":11.38828091459346},null,{"$f":"F651/($O$15*$O$8)*100","v":13.211879261578513},null,{"$f":"H651/($O$15*$O$8)*100","v":15.324785618654873},null,{"$f":"J651/($O$15*$O$8)*100","v":17.728853629525009},null,{"$f":"L651/($O$15*$O$8)*100","v":20.434720435778271},null,{"$f":"N651/($O$15*$O$8)*100","v":23.465801197531757},null,{"$f":"P651/($O$15*$O$8)*100","v":26.817560172336876},null,{"$f":"R651/($O$15*$O$8)*100","v":30.429478151571949},null,{"$f":"T651/($O$15*$O$8)*100","v":34.200965123922586},null,{"$f":"V651/($O$15*$O$8)*100","v":38.055350241118688},null,41.940324389185399,null,45.797684627470375,null,49.636059613850591,null,53.482219584000021]
["AEP",{"$f":"$O$15*$O$8*(B652/100)/1000","v":85991.563365120033},null,{"$f":"$O$15*$O$8*(D652/100)/1000","v":99761.340811838716},null,{"$f":"$O$15*$O$8*(F652/100)/1000","v":115736.06233142776},null,{"$f":"$O$15*$O$8*(H652/100)/1000","v":134245.12201941668},null,{"$f":"$O$15*$O$8*(J652/100)/1000","v":155304.75779463907},null,{"$f":"$O$15*$O$8*(L652/100)/1000","v":179008.15101741764},null,{"$f":"$O$15*$O$8*(N652/100)/1000","v":205560.41849037822},null,{"$f":"$O$15*$O$8*(P652/100)/1000","v":234921.82710967102},null,{"$f":"$O$15*$O$8*(R652/100)/1000","v":266562.22860777029},null,{"$f":"$O$15*$O$8*(T652/100)/1000","v":299600.45448556187},null,{"$f":"$O$15*$O$8*(V652/100)/1000","v":333364.86811219971},null,367397.24164926412,null,401187.71733664046,null,434811.88221733115,null,468504.24355584022]
["M1v (Cpmu)",0.1,null,0.11601293999999999,null,0.13459002,null,0.15614184,null,0.18114473,null,0.21015133,null,0.24380273,null,0.28284271,null,0.32813414000000002,null,0.38067805999999998,null,0.44163581000000002,null,0.51235467999999995,null,0.59439772000000002,null,0.68957826,null,0.8]
[null,"Pelec","WhYear","Pelec","WhYear","Pelec","WhYear","Pelec","WhYear","Pelec","WhYear","Pelec","WhYear","Pelec","WhYear","Pelec","WhYear","Pelec","WhYear","Pelec","WhYear","Pelec","WhYear","Pelec","WhYear","Pelec","WhYear","Pelec","WhYear","Pelec","WhYear"]
[null,{"$f":"IF(B30<$O$5,0,IF(C30*$B$654>$O$8,$O$8,C30*$B$654))","v":0},{"$f":"IF(B30>$O$6,0,IF(B30<$O$5,0,IF(ROW(B30)>ROW($B$30),OFFSET(INDIRECT(ADDRESS(ROW(), COLUMN())),-1,0)+$O$15*D30*B656,IF(ROW(B30)=ROW($B$30),$O$15*D30*B656,0))))","v":0},{"$f":"IF(B30<$O$5,0,IF(C30*$D$654>$O$8,$O$8,C30*$D$654))","v":0},{"$f":"IF(B30>$O$6,0,IF(B30<$O$5,0,IF(ROW(B30)>ROW($B$30),OFFSET(INDIRECT(ADDRESS(ROW(), COLUMN())),-1,0)+$O$15*D30*D656,IF(ROW(B30)=ROW($B$30),$O$15*D30*D656,0))))","v":0},{"$f":"IF(B30<$O$5,0,IF(C30*$F$654>$O$8,$O$8,C30*$F$654))","v":0},{"$f":"IF(B30>$O$6,0,IF(B30<$O$5,0,IF(ROW(B30)>ROW($B$30),OFFSET(INDIRECT(ADDRESS(ROW(), COLUMN())),-1,0)+$O$15*D30*F656,IF(ROW(B30)=ROW($B$30),$O$15*D30*F656,0))))","v":0},{"$f":"IF(B30<$O$5,0,IF(C30*$H$654>$O$8,$O$8,C30*$H$654))","v":0},{"$f":"IF(B30>$O$6,0,IF(B30<$O$5,0,IF(ROW(B30)>ROW($B$30),OFFSET(INDIRECT(ADDRESS(ROW(), COLUMN())),-1,0)+$O$15*D30*H656,IF(ROW(B30)=ROW($B$30),$O$15*D30*H656,0))))","v":0},{"$f":"IF(B30<$O$5,0,IF(C30*$J$654>$O$8,$O$8,C30*$J$654))","v":0},{"$f":"IF(B30>$O$6,0,IF(B30<$O$5,0,IF(ROW(B30)>ROW($B$30),OFFSET(INDIRECT(ADDRESS(ROW(), COLUMN())),-1,0)+$O$15*D30*J656,IF(ROW(B30)=ROW($B$30),$O$15*D30*J656,0))))","v":0},{"$f":"IF(B30<$O$5,0,IF(C30*$L$654>$O$8,$O$8,C30*$L$654))","v":0},{"$f":"IF(B30>$O$6,0,IF(B30<$O$5,0,IF(ROW(B30)>ROW($B$30),OFFSET(INDIRECT(ADDRESS(ROW(), COLUMN())),-1,0)+$O$15*D30*L656,IF(ROW(B30)=ROW($B$30),$O$15*D30*L656,0))))","v":0},{"$f":"IF(B30<$O$5,0,IF(C30*$N$654>$O$8,$O$8,C30*$N$654))","v":0},{"$f":"IF(B30>$O$6,0,IF(B30<$O$5,0,IF(ROW(B30)>ROW($B$30),OFFSET(INDIRECT(ADDRESS(ROW(), COLUMN())),-1,0)+$O$15*D30*N656,IF(ROW(B30)=ROW($B$30),$O$15*D30*N656,0))))","v":0},{"$f":"IF(B30<$O$5,0,IF(C30*$P$654>$O$8,$O$8,C30*$P$654))","v":0},{"$f":"IF(B30>$O$6,0,IF(B30<$O$5,0,IF(ROW(B30)>ROW($B$30),OFFSET(INDIRECT(ADDRESS(ROW(), COLUMN())),-1,0)+$O$15*D30*P656,IF(ROW(B30)=ROW($B$30),$O$15*D30*P656,0))))","v":0},{"$f":"IF(B30<$O$5,0,IF(C30*$R$654>$O$8,$O$8,C30*$R$654))","v":0},{"$f":"IF(B30>$O$6,0,IF(B30<$O$5,0,IF(ROW(B30)>ROW($B$30),OFFSET(INDIRECT(ADDRESS(ROW(), COLUMN())),-1,0)+$O$15*D30*R656,IF(ROW(B30)=ROW($B$30),$O$15*D30*R656,0))))","v":0},{"$f":"IF(B30<$O$5,0,IF(C30*$T$654>$O$8,$O$8,C30*$T$654))","v":0},{"$f":"IF(B30>$O$6,0,IF(B30<$O$5,0,IF(ROW(B30)>ROW($B$30),OFFSET(INDIRECT(ADDRESS(ROW(), COLUMN())),-1,0)+$O$15*D30*T656,IF(ROW(B30)=ROW($B$30),$O$15*D30*T656,0))))","v":0},{"$f":"IF(B30<$O$5,0,IF(C30*$V$654>$O$8,$O$8,C30*$V$654))","v":0},{"$f":"IF(B30>$O$6,0,IF(B30<$O$5,0,IF(ROW(B30)>ROW($B$30),OFFSET(INDIRECT(ADDRESS(ROW(), COLUMN())),-1,0)+$O$15*D30*V656,IF(ROW(B30)=ROW($B$30),$O$15*D30*V656,0))))","v":0},{"$f":"IF(B30<$O$5,0,IF(C30*$X$654>$O$8,$O$8,C30*$X$654))","v":0},{"$f":"IF(B30>$O$6,0,IF(B30<$O$5,0,IF(ROW(B30)>ROW($B$30),OFFSET(INDIRECT(ADDRESS(ROW(), COLUMN())),-1,0)+$O$15*D30*X656,IF(ROW(B30)=ROW($B$30),$O$15*D30*X656,0))))","v":0},{"$f":"IF(B30<$O$5,0,IF(C30*$Z$654>$O$8,$O$8,C30*$Z$654))","v":0},{"$f":"IF(B30>$O$6,0,IF(B30<$O$5,0,IF(ROW(B30)>ROW($B$30),OFFSET(INDIRECT(ADDRESS(ROW(), COLUMN())),-1,0)+$O$15*D30*Z656,IF(ROW(B30)=ROW($B$30),$O$15*D30*Z656,0))))","v":0},{"$f":"IF(B30<$O$5,0,IF(C30*$AB$654>$O$8,$O$8,C30*$AB$654))","v":0},{"$f":"IF(B30>$O$6,0,IF(B30<$O$5,0,IF(ROW(B30)>ROW($B$30),OFFSET(INDIRECT(ADDRESS(ROW(), COLUMN())),-1,0)+$O$15*D30*AB656,IF(ROW(B30)=ROW($B$30),$O$15*D30*AB656,0))))","v":0},{"$f":"IF(B30<$O$5,0,IF(C30*$AD$654>$O$8,$O$8,C30*$AD$654))","v":0},{"$f":"IF(B30>$O$6,0,IF(B30<$O$5,0,IF(ROW(B30)>ROW($B$30),OFFSET(INDIRECT(ADDRESS(ROW(), COLUMN())),-1,0)+$O$15*D30*AD656,IF(ROW(B30)=ROW($B$30),$O$15*D30*AD656,0))))","v":0}]
[null,0,{"$f":"IF(B31>$O$6,0,IF(B31<$O$5,0,IF(ROW(B31)>ROW($B$30),OFFSET(INDIRECT(ADDRESS(ROW(), COLUMN())),-1,0)+$O$15*D31*B657,IF(ROW(B31)=ROW($B$30),$O$15*D31*B657,0))))","v":0},0,{"$f":"IF(B31>$O$6,0,IF(B31<$O$5,0,IF(ROW(B31)>ROW($B$30),OFFSET(INDIRECT(ADDRESS(ROW(), COLUMN())),-1,0)+$O$15*D31*D657,IF(ROW(B31)=ROW($B$30),$O$15*D31*D657,0))))","v":0},0,{"$f":"IF(B31>$O$6,0,IF(B31<$O$5,0,IF(ROW(B31)>ROW($B$30),OFFSET(INDIRECT(ADDRESS(ROW(), COLUMN())),-1,0)+$O$15*D31*F657,IF(ROW(B31)=ROW($B$30),$O$15*D31*F657,0))))","v":0},0,{"$f":"IF(B31>$O$6,0,IF(B31<$O$5,0,IF(ROW(B31)>ROW($B$30),OFFSET(INDIRECT(ADDRESS(ROW(), COLUMN())),-1,0)+$O$15*D31*H657,IF(ROW(B31)=ROW($B$30),$O$15*D31*H657,0))))","v":0},0,{"$f":"IF(B31>$O$6,0,IF(B31<$O$5,0,IF(ROW(B31)>ROW($B$30),OFFSET(INDIRECT(ADDRESS(ROW(), COLUMN())),-1,0)+$O$15*D31*J657,IF(ROW(B31)=ROW($B$30),$O$15*D31*J657,0))))","v":0},0,{"$f":"IF(B31>$O$6,0,IF(B31<$O$5,0,IF(ROW(B31)>ROW($B$30),OFFSET(INDIRECT(ADDRESS(ROW(), COLUMN())),-1,0)+$O$15*D31*L657,IF(ROW(B31)=ROW($B$30),$O$15*D31*L657,0))))","v":0},0,{"$f":"IF(B31>$O$6,0,IF(B31<$O$5,0,IF(ROW(B31)>ROW($B$30),OFFSET(INDIRECT(ADDRESS(ROW(), COLUMN())),-1,0)+$O$15*D31*N657,IF(ROW(B31)=ROW($B$30),$O$15*D31*N657,0))))","v":0},0,{"$f":"IF(B31>$O$6,0,IF(B31<$O$5,0,IF(ROW(B31)>ROW($B$30),OFFSET(INDIRECT(ADDRESS(ROW(), COLUMN())),-1,0)+$O$15*D31*P657,IF(ROW(B31)=ROW($B$30),$O$15*D31*P657,0))))","v":0},0,{"$f":"IF(B31>$O$6,0,IF(B31<$O$5,0,IF(ROW(B31)>ROW($B$30),OFFSET(INDIRECT(ADDRESS(ROW(), COLUMN())),-1,0)+$O$15*D31*R657,IF(ROW(B31)=ROW($B$30),$O$15*D31*R657,0))))","v":0},0,{"$f":"IF(B31>$O$6,0,IF(B31<$O$5,0,IF(ROW(B31)>ROW($B$30),OFFSET(INDIRECT(ADDRESS(ROW(), COLUMN())),-1,0)+$O$15*D31*T657,IF(ROW(B31)=ROW($B$30),$O$15*D31*T657,0))))","v":0},0,{"$f":"IF(B31>$O$6,0,IF(B31<$O$5,0,IF(ROW(B31)>ROW($B$30),OFFSET(INDIRECT(ADDRESS(ROW(), COLUMN())),-1,0)+$O$15*D31*V657,IF(ROW(B31)=ROW($B$30),$O$15*D31*V657,0))))","v":0},0,{"$f":"IF(B31>$O$6,0,IF(B31<$O$5,0,IF(ROW(B31)>ROW($B$30),OFFSET(INDIRECT(ADDRESS(ROW(), COLUMN())),-1,0)+$O$15*D31*X657,IF(ROW(B31)=ROW($B$30),$O$15*D31*X657,0))))","v":0},0,{"$f":"IF(B31>$O$6,0,IF(B31<$O$5,0,IF(ROW(B31)>ROW($B$30),OFFSET(INDIRECT(ADDRESS(ROW(), COLUMN())),-1,0)+$O$15*D31*Z657,IF(ROW(B31)=ROW($B$30),$O$15*D31*Z657,0))))","v":0},0,{"$f":"IF(B31>$O$6,0,IF(B31<$O$5,0,IF(ROW(B31)>ROW($B$30),OFFSET(INDIRECT(ADDRESS(ROW(), COLUMN())),-1,0)+$O$15*D31*AB657,IF(ROW(B31)=ROW($B$30),$O$15*D31*AB657,0))))","v":0},0,{"$f":"IF(B31>$O$6,0,IF(B31<$O$5,0,IF(ROW(B31)>ROW($B$30),OFFSET(INDIRECT(ADDRESS(ROW(), COLUMN())),-1,0)+$O$15*D31*AD657,IF(ROW(B31)=ROW($B$30),$O$15*D31*AD657,0))))","v":0}]
[null,0,0,0,0,0,0,0,0,0,0,0,0,0,0,0,0,0,0,0,0,0,0,0,0,0,0,0,0,0,0]
[null,0,0,0,0,0,0,0,0,0,0,0,0,0,0,0,0,0,0,0,0,0,0,0,0,0,0,0,0,0,0]
[null,0,0,0,0,0,0,0,0,0,0,0,0,0,0,0,0,0,0,0,0,0,0,0,0,0,0,0,0,0,0]
[null,0,0,0,0,0,0,0,0,0,0,0,0,0,0,0,0,0,0,0,0,0,0,0,0,0,0,0,0,0,0]
[null,0,0,0,0,0,0,0,0,0,0,0,0,0,0,0,0,0,0,0,0,0,0,0,0,0,0,0,0,0,0]
[null,0,0,0,0,0,0,0,0,0,0,0,0,0,0,0,0,0,0,0,0,0,0,0,0,0,0,0,0,0,0]
[null,0,0,0,0,0,0,0,0,0,0,0,0,0,0,0,0,0,0,0,0,0,0,0,0,0,0,0,0,0,0]
[null,0,0,0,0,0,0,0,0,0,0,0,0,0,0,0,0,0,0,0,0,0,0,0,0,0,0,0,0,0,0]
[null,383.99999999999989,5045.7599999999984,445.48968959999985,5853.7345213439985,516.82567679999988,6791.0893931519986,599.58466559999977,7878.5425059839972,695.59576319999974,9140.1283284479978,806.98110719999966,10603.731748607996,936.20248319999962,12301.700629247996,1086.1160063999996,14271.564324095996,1260.0350975999995,16556.861182463996,1461.8037503999994,19208.101280255993,1695.8815103999996,22283.883046655996,1967.4419711999992,25852.187501567991,2282.4872447999992,29991.88239667199,2647.9805183999993,34794.464011775992,3071.9999999999991,40366.079999999987]
[null,511.10399999999981,38625.292799999996,592.94677685759973,44810.337760888309,687.8949758207998,51985.789304578553,798.04718991359971,60310.24288330751,925.83796081919968,69967.682354269433,1074.0918536831996,81171.566535594233,1246.0855051391995,94169.518316893431,1445.6204045183995,109248.82490095486,1677.1067149055996,126742.77235176192,1945.6607917823992,147038.01530035966,2257.2182903423991,170583.12472215167,2618.6652636671988,197898.49532450302,3037.9905228287989,229587.85974652413,3524.4620699903985,266351.62201014522,4088.8319999999985,309002.34239999996]
[null,663.55200000000002,117096.95232000001,769.80618362879989,135847.6170368302,893.07476951039996,157600.81154687848,1036.0823021567999,182837.33593637068,1201.9894788095999,212114.95811829274,1394.4633532415999,246080.80268994585,1617.7578909695999,285485.5665029583,1876.8084590591998,331200.19326929585,2177.3406486528002,384235.0774614421,2525.9968806911997,445762.40641090099,2930.4832499711997,517142.07386374578,3399.7397262335994,599951.71534888854,3944.1379590143997,696021.61477956711,4575.7103357952001,807475.12632128561,5308.4160000000002,936775.61856000009]
[null,843.64800000000014,272294.43839999998,978.74084805120015,315896.78344432893,1135.4660119296002,366481.13910144771,1317.2875103232002,425165.54633542657,1528.2238917504003,493247.02524469636,1772.9374925184002,572230.38381363079,2056.8368555904003,663861.2744573683,2386.1968660608004,770164.96874984063,2768.2971094272007,893491.01371166995,3211.5828396288002,1036565.185589015,3725.8516783488008,1202549.7486127911,4322.4700107264007,1395113.2985221171,5014.6244768256011,1618511.9335364047,5817.6131989248006,1877683.2503954917,6749.1840000000011,2178355.5071999999]
[null,1053.6960000000004,535360.18176000006,1222.4237082624002,621087.08644911973,1418.1696571392004,720541.37570282049,1645.2603224064005,835921.23842740851,1908.7147742208006,969776.75577666145,2214.3561581568006,1125066.5422590575,2568.9396139008009,1305222.7384638423,2980.3023215616008,1514227.2463509098,3457.536307814401,1756699.5283206133,4011.1894910976007,2037998.7539364418,4653.4988645376015,2364342.2751332484,5398.6607689728007,2742942.9461038662,6263.144999731202,3182168.7141692964,7266.0585424896017,3691727.4261134453,8429.5680000000029,4282881.4540800005]
[null,1296.0000000000009,958257.94176000031,1503.5277024000009,1111703.2110192641,1744.2866592000009,1289719.5554663728,2023.5982464000012,1496241.5822101929,2347.6357008000014,1735833.7613047101,2723.5612368000016,2013791.8094392661,3159.6833808000015,2336259.0224526906,3665.6415216000019,2710362.7312642066,4252.6184544000025,3144371.4561758782,4933.5876576000028,3647877.742487899,5723.6000976000032,4232010.2229811056,6640.1166528000031,4909679.4110790351,7703.3944512000044,5695863.35754037,8936.9342496000045,6607938.4411004223,10368.000000000007,7666063.5340800025]
[null,1572.8640000000007,1592059.2192000006,1824.7257686016007,1846994.7067349651,2116.917972172801,2142752.8215331244,2455.898790297601,2485870.5587485144,2849.1602460672011,2883931.3740599491,3305.3946150912016,3345733.6235364163,3834.6853711872018,3881483.8396262852,4448.7311622144016,4503023.4403901212,5161.1037597696022,5224089.8272126373,5987.5481616384022,6060620.1497017089,6946.3306665984028,7031103.6283935979,8058.6423140352026,8156989.9179426599,9349.0677547008036,9463163.6999746058,10846.128203366405,10978494.26192895,12582.912000000006,12736473.753600005]
[null,1886.5920000000015,2395662.5145600014,2188.6908450048013,2779278.5156189855,2539.1645501184016,3224322.6574788084,2945.7594620928021,3740631.530424254,3417.4619846016026,4339616.3937109243,3964.6981796736027,5034516.636659286,4599.5627999616027,5840690.6120839296,5336.0879394432031,6775956.7786356509,6190.5524345088043,7860986.589453835,7181.8418257152043,9119761.58457423,8331.865860595206,10580103.551043428,9666.0424045056061,12274289.010353845,11213.859833702409,14239763.365439314,13009.528286899209,16519967.883375103,15092.736000000012,19165300.116480011]
[null,2239.4880000000016,3401080.6521600019,2598.0958697472015,3945693.6563419914,3014.1273470976021,4577515.1299582766,3496.7777697792026,5310509.9101666268,4056.7144909824028,6160878.3644374739,4706.3138171904029,7147416.2248869175,5459.9328820224036,8291927.4794678874,6334.2285493248046,9619708.6858550217,7348.5246892032055,11160106.748671614,8525.2394723328052,12947167.845678043,9890.3809686528075,15020390.086920105,11474.121576038408,17425595.891916286,13311.46561167361,20215945.851800181,15443.022383308811,23453112.782361593,17915.904000000013,27208645.217280015]
[null,2633.8560000000025,4522984.784640003,3055.6137809664024,5247247.624413535,3544.9073171712034,6087486.1262439368,4112.5512213504035,7062271.6656569382,4771.0913397888044,8193148.5760772144,5535.0834142848043,9505112.6806186009,6421.4128322688057,11027160.382436946,7449.6696878976063,12792932.737763446,8642.5807344384084,14841457.225409325,10026.511923993608,17218010.732262742,11632.051279833611,19975120.489821631,13494.68448046081,23173724.219790973,15655.580012083214,26884518.435847089,18162.498375705614,31189519.777985279,21070.84800000002,36183878.277120024]
[null,3072.0000000000023,5760877.904640004,3563.9175168000024,6683363.8269832637,4134.6054144000027,7753566.7240305617,4796.6773248000036,8995140.7604583483,5564.7661056000043,10435526.725989792,6455.8488576000045,12106561.536277099,7489.6198656000051,14045177.603479125,8688.9280512000059,16294223.185275,10080.280780800007,18903407.168840498,11694.430003200008,21930398.246352218,13567.052083200009,25442099.797267906,15739.53576960001,29516127.553508993,18259.897958400015,34242526.917163961,21183.844147200016,39725761.615540996,24576.000000000018,46087023.237120032]
[null,3556.2240000000029,7084860.0998400049,4125.6800153856029,8219354.496711323,4786.3225928448037,9535514.625346683,5552.7535881216045,11062430.921316022,6441.9123629952046,12833850.698732907,7473.4520337792055,14888927.728453096,8670.1711969152057,17273082.340090655,10058.520335270408,20039010.306096174,11669.185038873609,23247844.758813143,13537.76453245441,26970507.981784996,15705.558667814412,31289279.289295211,18220.480095283212,36299612.292982936,21138.114374092816,42112246.898638718,24522.947580902419,48855654.999910966,28449.792000000023,56678880.798720039]
[null,4088.832000000004,8481768.664320007,4743.5742148608042,9839949.1914763674,5503.1598065664048,11415614.14166203,6384.3775193088059,13243589.657012682,7406.7036865536065,15364276.94620708,8592.7348294656076,17824549.655591726,9968.6840411136091,20678783.555896707,11564.96323614721,23990064.346093506,13416.853719244813,27831578.663455941,15565.286334259214,32288232.405021314,18057.746322739218,37458527.742995836,20949.322109337616,43456738.698417038,24303.924182630421,50415439.556392573,28195.696559923224,58488432.772643134,32710.656000000032,67854149.314560056]
[null,4672.1280000000052,10006330.752000008,5420.2730533632057,11608638.491519315,6288.218009625607,13467522.560382962,7295.1466263552084,15624068.95265865,8463.3136508544085,18125940.823617384,9818.5391313024102,21028437.159527015,11390.775613094413,24395707.546205543,13214.773449868813,28302177.0705202,15330.847032499218,32834187.358630762,17785.766231116817,38091905.783897042,20633.790337036822,44191539.867874324,23937.866463590424,51267903.904151231,27771.022307481631,59477401.845546901,32217.978967372834,69001481.48948656,37377.024000000041,80050646.016000062]
[null,5308.4160000000056,11657141.95968001,6158.4494690304064,13523793.107398391,7144.5981560832079,15689349.694961717,8288.6584172544081,18201675.947256424,9615.9158304768098,21116298.328579061,11155.706825932812,24497638.8682556,12942.063127756814,28420430.337675355,15014.467672473615,32971376.227306046,17418.725189222419,38251062.517975152,20207.97504552962,44376181.863555841,23443.865999769623,51482113.316482678,27197.917809868824,59725912.384664237,31553.103672115234,69289786.025501296,36605.682686361637,80385116.691291302,42467.328000000045,93257135.677440077]
[null,6000.0000000000064,13417901.959680011,6960.7764000000061,15566502.549742393,8075.4012000000084,18059156.93111372,9368.5104000000101,20950959.009240426,10868.683800000012,24305822.276527066,12609.079800000012,28197899.426363606,14628.163800000015,32713211.286423359,16970.562600000016,37951557.527902052,19688.048400000022,44028717.201439157,22840.683600000022,51079008.872811846,26498.148600000026,59258260.004638687,30741.280800000026,68747248.648232251,35663.863200000036,79755703.320173308,41374.695600000043,92526934.862067312,48000.000000000051,107343215.67744009]
[null,6749.1840000000075,15280271.792640014,7829.9267844096075,17727092.546632379,9083.7280954368089,20565720.861768551,10538.300082585611,23858897.5340291,12225.791134003213,27679407.082043912,14183.499940147214,32111694.399847828,16454.694844723217,37253719.781876281,19089.574928486418,43219134.833668597,22146.376875417624,50139788.436441898,25692.662717030424,58168642.222949222,29806.813426790432,67483152.101627231,34579.760085811235,78289187.646311,40116.995814604845,90825587.145255372,46540.905591398448,105369432.3509578,53993.47200000006,122242174.34112011]
[null,7558.272000000009,17266585.674240015,8768.5735603968096,20031473.678304661,10172.679796454413,23239101.11227677,11801.624973004815,26960364.576934766,13691.411407065616,31277509.999820758,15883.809133017618,36285959.440004855,18427.27347682562,42096407.25158605,21378.021353971224,48837278.845492236,24801.270826060831,56657562.409530684,28772.683219123232,65730103.372934803,33380.035769203241,76255425.501773849,38725.160319129638,88466159.778178275,44926.196439398453,102632191.56952928,52120.200543667263,119066621.05383356,60466.176000000072,138132685.39392012]
[null,8429.568000000012,19371111.621120017,9779.3896660992123,22472996.102342989,11345.357257113616,26071583.005087756,13162.082579251217,30246410.113670625,15269.718193766421,35089747.844076484,17714.849265254423,40708648.707568273,20551.516911206425,47227298.963637844,23842.418572492832,54789777.066300794,27660.290462515237,63563230.526402235,32089.515928780842,73741571.919714227,37227.990916300849,85549765.713937521,43189.286151782449,99248796.958832279,50105.159997849667,115141445.81459242,58128.468339916879,133578974.4595772,67436.544000000096,154968892.96896014]
[null,9365.3760000000129,21647740.87296002,10865.048039654414,25114180.630302582,12604.861431475218,29135698.770465065,14623.27040931842,33801180.917471841,16964.885068684824,39213741.755423076,19681.462223500825,45493015.359479085,22833.042362764831,52777783.231602348,26489.283280089636,61229056.938857786,30730.995995366444,71033628.342915863,35651.931668505647,82408199.989011258,41360.854157145659,95604175.750998065,47983.942235596856,110913213.47688352,55667.581413427273,128673678.18038246,64581.596863257684,149278114.84106651,74923.008000000103,173181926.98368016]
[null,10368.000000000013,24099980.232960023,12028.221619200012,27959095.607675768,13954.293273600017,32436168.215536941,16188.785971200019,37630152.575380072,18781.085606400022,43655844.123048812,21788.489894400023,50646428.989302576,25277.467046400026,58756409.737416886,29325.132172800033,68165037.200368449,34020.947635200042,79080262.877593383,39468.701260800044,91743337.21121569,45788.800780800055,106434142.91167289,53120.933222400054,123477376.60264558,61627.155609600071,143249733.02516508,71495.473996800079,166188224.35078967,82944.000000000102,192799841.86368018]
[null,11439.744000000015,26780655.444480028,13271.583342873617,31069025.732411344,15396.753737548821,36044089.518856756,17862.226772889622,41815808.175071299,20722.493381491226,48511745.99713365,24040.77416459523,56279903.599292174,27890.408177011235,65291969.085535929,32356.481946662443,75747131.614929855,37537.705592601647,87876473.429107726,43548.595528166457,101948079.60133094,50522.00607632647,118272964.59553847,58612.063764019273,137211941.5044682,67997.57750983689,159183605.36304516,78885.987623654495,184673577.83064061,91517.952000000121,214245243.55584022]
[null,12582.912000000018,29701652.636160031,14597.806148812819,34457760.451796755,16935.343777382423,39975460.223338313,19647.190322380826,46376706.936508782,22793.281968537631,53802978.473309979,26443.156920729634,62418418.046870351,30677.48296949764,72413439.98207511,35589.849297715249,84008959.23090148,41288.830078156861,97461262.443451062,47900.385293107262,113067675.04327285,55570.64533278728,131173134.20309171,64469.138512281679,152177807.31870928,74792.542037606501,176545946.07165512,86769.02562693131,204816139.43967646,100000,237459243.55584022]
[null,13799.808000000023,32693589.008640036,16009.562975155224,37928793.800440162,18573.16434716163,44002307.985446423,21547.274127667235,51048371.440128312,24997.62494211844,59222713.537010677,29000.480049446447,68706012.12639083,33644.308638758455,79707862.538044333,39031.750921996863,92471433.14829962,45281.881302451278,107278827.12863553,52532.841378124882,124457320.38246411,60944.893839244898,144386596.63637841,70703.962119014512,167507133.34573281,82025.74411637774,194329947.65352699,95160.475889740948,225447882.2173312,100000,259140243.55584022]
[null,15092.736000000023,35734473.457920037,17509.526760038425,41456613.252052702,20313.316400947231,48095034.973909274,23566.075696742435,55796464.37150798,27339.695876812839,64731115.46227093,31717.585437388847,75096471.240315929,36796.50239969285,87121621.841534451,42688.703515545662,101072353.13261175,49524.419476070478,117257007.16467421,57454.734605721678,136033300.3108249,66654.926884761706,157816231.3051202,77328.339236044907,183087247.13501114,89710.878669619327,212404895.4878819,100000,245595882.2173312,100000,279288243.55584025]
[null,16464.000000000025,39069668.257920042,19100.370441600026,45325870.794259824,22158.900892800033,52583874.32226824,25707.192537600036,61004098.899812311,29823.668347200044,70772645.077704981,34599.314971200045,82105427.470606774,40139.681467200055,95252917.814752504,46567.223774400067,110505708.48871085,54024.004809600083,128200919.93897894,62674.835798400083,148729655.1726858,72710.919758400109,172545645.8751781,84354.074515200118,200175273.77992779,97861.640620800143,232229217.33664048,100000,265853382.2173312,100000,299545743.55584025]
[null,17915.904000000028,42718600.425600044,20784.76695797763,49559104.28059113,24113.018776780838,57494972.856535196,27974.222158233642,66701608.726779759,32453.715927859248,77382493.40073207,37650.51053752326,89773706.951784134,43679.463056179266,104149114.05540453,50673.828394598473,120826447.11783873,58788.197513625695,140174312.12657908,68201.9157786625,162620339.359326,79123.047749222518,188660637.01026225,91792.972608307333,218870748.51106173,100000,252596217.33664048,100000,286220382.21733117,100000,319912743.55584025]
[null,19450.752000000033,46403253.630720049,22565.389247308834,53833778.792655081,26178.771006950443,62454148.342236854,30370.762066636849,72454894.038873106,35234.012193369657,84057048.500583053,40876.014023001662,97517054.668231457,47421.464381529673,113132399.1605196,55015.034072179289,131248220.097302,63824.557798732909,152264917.23318204,74044.745369011318,176647005.69830465,85901.48614629134,204933385.03838494,99656.838167193753,237749241.64926407,100000,271539717.33664048,100000,305163882.21733117,100000,338856243.55584025]
[null,21070.848000000035,50094866.200320058,24444.910247731237,58116527.068057597,28359.258537369646,67422690.43798402,32900.40977080325,78219045.830717832,38168.730718310464,90744210.12243104,44280.667314278471,105275027.58169305,51371.302658150482,122132651.38622756,59597.357503180894,141689677.1318593,69140.645875507311,164378358.39057094,80212.095391948926,190700164.81097412,93056.410238668948,221236868.11219975,100000,255269241.64926407,100000,289059717.33664048,100000,322683882.21733117,100000,356376243.55584025]
[null,22778.496000000039,53886119.074560061,26426.002897382441,62514870.990297928,30657.58232209925,72525338.439674214,35566.762778726457,84138777.827609062,41262.045077260867,97611864.905090332,47869.312297996876,113242395.92057166,55534.595100940889,131375829.39482817,64427.315383641704,152412959.50431263,74744.021954534532,176818753.40468368,86712.736669977734,205132632.70232522,100000,237880868.11219975,100000,271913241.6492641,100000,305703717.33664048,100000,339327882.21733117,100000,373020243.55584025]
[null,24576.000000000033,57761262.754560068,28511.340134400038,67010539.102690123,33076.843315200043,77740895.093614951,38373.418598400051,90189498.472204775,44518.128844800056,104631483.4613384,51646.790860800065,121386061.90350261,59916.958924800078,140823535.47809064,69511.424409600091,163373520.90521836,80642.246246400115,189534422.79281604,93555.440025600124,219884454.48556185,100000,253648868.11219975,100000,287681241.6492641,100000,321471717.33664048,100000,355095882.21733117,100000,388788243.55584025]
[null,26465.664000000033,61499670.122880071,30703.594896921633,71347575.399854794,35620.142470732841,82772418.318318322,41323.974737817647,96026716.523795202,47941.155595507254,111403411.39498177,55617.944889331266,129242374.70884511,64524.011344627274,149937874.70057598,74856.201277094486,173947333.61661434,86842.878961689712,201801413.66054952,100000,234009954.48556185,100000,267774368.11219975,100000,301806741.6492641,100000,335597217.33664048,100000,369221382.21733117,100000,402913743.55584025]
[null,28449.792000000023,65051057.658240072,33005.440123084823,75467644.490419477,38290.58074275843,87552231.512436852,44422.028704972836,101571918.36703697,51535.298903961637,117836562.7571633,59787.616270233644,136705662.84785837,69361.369575321645,158596254.46466339,80468.162682163267,183992174.36422879,93353.480310988874,213454728.60777026,100000,246492954.48556185,100000,280257368.11219972,100000,314289741.6492641,100000,348080217.33664048,100000,381704382.21733117,100000,415396743.55584025]
[null,30530.688000000013,68293874.684160069,35419.548751027214,79229731.861009836,41091.259085337617,91916739.596185982,47671.17800785922,106635312.53914173,55304.732344742421,123710754.90316013,64160.646890150427,143520485.95729569,74434.650831782434,166502330.90276116,86353.82532084483,193164245.92068231,100000,224076228.60777026,100000,257114454.48556185,100000,290878868.11219972,100000,324911241.6492641,100000,358701717.33664048,100000,392325882.21733117,100000,426018243.55584025]
[null,32710.656000000014,71159328.149760067,37948.593718886412,82554028.67078428,44025.278452531216,95773353.988627717,51075.020154470418,111109484.30467334,59253.629492428823,128901372.84669688,68741.878635724817,149542274.52578518,79749.472328908829,173488384.67877358,92519.705889177625,201268972.15657428,100000,232836228.60777026,100000,265874454.48556185,100000,299638868.11219972,100000,333671241.6492641,100000,367461717.33664048,100000,401085882.21733117,100000,434778243.55584025]
[null,34992,73649883.749760062,40595.247964800001,85443395.444678918,47095.739798399998,99125393.268778831,54637.152652800003,114998283.64473638,63386.163921600004,133412883.06381676,73536.153393600005,154776210.24357465,85311.451281599991,179560427.22374147,98972.321083200004,208313327.10967103,100000,239953728.60777026,100000,272991954.48556185,100000,306756368.11219972,100000,340788741.6492641,100000,374579217.33664048,100000,408203382.21733117,100000,441895743.55584025]
[null,37377.02399999999,75696275.813760057,43362.18442690558,87817475.042052001,50305.744077004783,101879632.75699484,58361.17301084158,118193557.86707996,67706.509206835181,137119814.44289097,78548.313050419179,159076730.3830851,91126.20490475517,184549586.94227681,100000,213788327.10967103,100000,245428728.60777026,100000,278466954.48556185,100000,312231368.11219972,100000,346263741.6492641,100000,380054217.33664048,100000,413678382.21733117,100000,447370743.55584025]
[null,39868.031999999985,77442495.615360051,46252.076043340778,89843315.972750321,53658.392242406379,104229870.33721225,62250.678736588772,120920137.59574255,72218.838922713578,140282999.58770582,83783.199492825559,162746434.52087086,97199.350413273554,188806918.4903782,100000,218168327.10967103,100000,249808728.60777026,100000,282846954.48556185,100000,316611368.11219972,100000,350643741.6492641,100000,384434217.33664048,100000,418058382.21733117,100000,451750743.55584025]
[null,42467.327999999972,78837547.340160057,49267.595752243164,91461756.493211508,57156.785248665561,106107470.73263091,66309.267338035148,123098397.02779701,76927.326643814347,142810062.26795512,89245.654607462333,165678154.274726,100000,192091918.4903782,100000,221453327.10967103,100000,253093728.60777026,100000,286131954.48556185,100000,319896368.11219972,100000,353928741.6492641,100000,387719217.33664048,100000,421343382.21733117,100000,455035743.55584025]
[null,45177.215999999964,80074273.628160059,52411.416491750351,92896519.019673169,60804.024049843152,107771980.89099537,70540.536323174339,125029444.20964392,81836.145944716729,145050326.76319176,94940.52028097272,168277151.01741764,100000,194829418.4903782,100000,224190827.10967103,100000,255831228.60777026,100000,288869454.48556185,100000,322633868.11219972,100000,356666241.6492641,100000,390456717.33664048,100000,424080882.21733117,100000,457773243.55584025]
[null,47999.999999999956,81125473.628160059,55686.211199999947,94116047.044953167,64603.209599999936,109186791.18123537,74948.083199999935,126670807.23172392,86949.470399999918,146954520.16495177,100000,170467151.01741764,100000,197019418.4903782,100000,226380827.10967103,100000,258021228.60777026,100000,291059454.48556185,100000,324823868.11219972,100000,358856241.6492641,100000,392646717.33664048,100000,426270882.21733117,100000,459963243.55584025]
[null,50937.983999999931,82129461.292800054,59094.652815129513,95280802.651939377,68557.442853196699,110538058.37987188,79535.505476505481,128238452.04466584,92271.473584243067,148773190.9092972,100000,172438151.01741764,100000,198990418.4903782,100000,228351827.10967103,100000,259992228.60777026,100000,293030454.48556185,100000,326794868.11219972,100000,360827241.6492641,100000,394617717.33664048,100000,428241882.21733117,100000,461934243.55584025]
[null,53993.471999999929,83075426.922240049,62639.414275276715,96378245.190042228,72669.824763494311,111811233.7097283,84306.400660684681,129715500.18424104,97806.329072025474,150486757.79463908,100000,174190151.01741764,100000,200742418.4903782,100000,230103827.10967103,100000,261744228.60777026,100000,294782454.48556185,100000,328546868.11219972,100000,362579241.6492641,100000,396369717.33664048,100000,429993882.21733117,100000,463686243.55584025]
[null,57168.767999999916,84077023.737600043,66323.168518579099,97540227.102487728,76943.456284953485,113159283.06384069,89264.366260531067,131279411.88112554,100000,152238757.79463908,100000,175942151.01741764,100000,202494418.4903782,100000,231855827.10967103,100000,263496228.60777026,100000,296534454.48556185,100000,330298868.11219972,100000,364331241.6492641,100000,398121717.33664048,100000,431745882.21733117,100000,465438243.55584025]
[null,60466.17599999989,85136391.141120046,70148.588483174259,98769230.37271294,81381.438371635042,114585085.86411174,94412.999784038228,132933527.63734189,100000,153990757.79463908,100000,177694151.01741764,100000,204246418.4903782,100000,233607827.10967103,100000,265248228.60777026,100000,298286454.48556185,100000,332050868.11219972,100000,366083241.6492641,100000,399873717.33664048,100000,433497882.21733117,100000,467190243.55584025]
[null,63887.999999999884,85766007.381120041,74118.347107199865,99499666.683454394,85986.871977599847,115432486.48745099,99755.898739199823,133916622.0194167,100000,154976257.79463908,100000,178679651.01741764,100000,205231918.4903782,100000,234593327.10967103,100000,266233728.60777026,100000,299271954.48556185,100000,333036368.11219972,100000,367068741.6492641,100000,400859217.33664048,100000,434483382.21733117,100000,468175743.55584025]
[null,67436.543999999863,85913693.412480041,78235.117328793436,99671001.590404451,90762.858056908619,115631257.14659561,100000,134135622.0194167,100000,155195257.79463908,100000,178898651.01741764,100000,205450918.4903782,100000,234812327.10967103,100000,266452728.60777026,100000,299490954.48556185,100000,333255368.11219972,100000,367287741.6492641,100000,401078217.33664048,100000,434702382.21733117,100000,468394743.55584025]
[null,71114.111999999834,85991563.365120038,82501.572086092609,99761340.811838716,95712.497563622179,115736062.33142778,100000,134245122.01941669,100000,155304757.79463908,100000,179008151.01741764,100000,205560418.4903782,100000,234921827.10967103,100000,266562228.60777026,100000,299600454.48556185,100000,333364868.11219972,100000,367397241.6492641,100000,401187717.33664048,100000,434811882.21733117,100000,468504243.55584025]
[null,74923.007999999812,0,86920.384317234973,0,100000,0,100000,0,100000,0,100000,0,100000,0,100000,0,100000,0,100000,0,100000,0,100000,0,100000,0,100000,0,100000,0]
[null,78865.535999999789,0,91494.226960358152,0,100000,0,100000,0,100000,0,100000,0,100000,0,100000,0,100000,0,100000,0,100000,0,100000,0,100000,0,100000,0,100000,0]
[null,82943.999999999782,0,96225.772953599735,0,100000,0,100000,0,100000,0,100000,0,100000,0,100000,0,100000,0,100000,0,100000,0,100000,0,100000,0,100000,0,100000,0]
[null,87160.703999999765,0,100000,0,100000,0,100000,0,100000,0,100000,0,100000,0,100000,0,100000,0,100000,0,100000,0,100000,0,100000,0,100000,0,100000,0]
[null,91517.951999999743,0,100000,0,100000,0,100000,0,100000,0,100000,0,100000,0,100000,0,100000,0,100000,0,100000,0,100000,0,100000,0,100000,0,100000,0]
[null,96018.047999999719,0,100000,0,100000,0,100000,0,100000,0,100000,0,100000,0,100000,0,100000,0,100000,0,100000,0,100000,0,100000,0,100000,0,100000,0]
[null,{"$f":"IF(B94<$O$5,0,IF(C94*$B$654>$O$8,$O$8,C94*$B$654))","v":100000},0,{"$f":"IF(B94<$O$5,0,IF(C94*$D$654>$O$8,$O$8,C94*$D$654))","v":100000},0,{"$f":"IF(B94<$O$5,0,IF(C94*$F$654>$O$8,$O$8,C94*$F$654))","v":100000},0,{"$f":"IF(B94<$O$5,0,IF(C94*$H$654>$O$8,$O$8,C94*$H$654))","v":100000},0,{"$f":"IF(B94<$O$5,0,IF(C94*$J$654>$O$8,$O$8,C94*$J$654))","v":100000},0,{"$f":"IF(B94<$O$5,0,IF(C94*$L$654>$O$8,$O$8,C94*$L$654))","v":100000},0,{"$f":"IF(B94<$O$5,0,IF(C94*$N$654>$O$8,$O$8,C94*$N$654))","v":100000},0,{"$f":"IF(B94<$O$5,0,IF(C94*$P$654>$O$8,$O$8,C94*$P$654))","v":100000},0,{"$f":"IF(B94<$O$5,0,IF(C94*$R$654>$O$8,$O$8,C94*$R$654))","v":100000},0,{"$f":"IF(B94<$O$5,0,IF(C94*$T$654>$O$8,$O$8,C94*$T$654))","v":100000},0,{"$f":"IF(B94<$O$5,0,IF(C94*$V$654>$O$8,$O$8,C94*$V$654))","v":100000},0,{"$f":"IF(B94<$O$5,0,IF(C94*$X$654>$O$8,$O$8,C94*$X$654))","v":100000},0,{"$f":"IF(B94<$O$5,0,IF(C94*$Z$654>$O$8,$O$8,C94*$Z$654))","v":100000},0,{"$f":"IF(B94<$O$5,0,IF(C94*$AB$654>$O$8,$O$8,C94*$AB$654))","v":100000},0,{"$f":"IF(B94<$O$5,0,IF(C94*$AD$654>$O$8,$O$8,C94*$AD$654))","v":100000},0]
[null,100000,{"$f":"IF(B95>$O$6,0,IF(B95<$O$5,0,IF(ROW(B95)>ROW($B$30),OFFSET(INDIRECT(ADDRESS(ROW(), COLUMN())),-1,0)+$O$15*D95*B721,IF(ROW(B95)=ROW($B$30),$O$15*D95*B721,0))))","v":0},100000,{"$f":"IF(B95>$O$6,0,IF(B95<$O$5,0,IF(ROW(B95)>ROW($B$30),OFFSET(INDIRECT(ADDRESS(ROW(), COLUMN())),-1,0)+$O$15*D95*D721,IF(ROW(B95)=ROW($B$30),$O$15*D95*D721,0))))","v":0},100000,{"$f":"IF(B95>$O$6,0,IF(B95<$O$5,0,IF(ROW(B95)>ROW($B$30),OFFSET(INDIRECT(ADDRESS(ROW(), COLUMN())),-1,0)+$O$15*D95*F721,IF(ROW(B95)=ROW($B$30),$O$15*D95*F721,0))))","v":0},100000,{"$f":"IF(B95>$O$6,0,IF(B95<$O$5,0,IF(ROW(B95)>ROW($B$30),OFFSET(INDIRECT(ADDRESS(ROW(), COLUMN())),-1,0)+$O$15*D95*H721,IF(ROW(B95)=ROW($B$30),$O$15*D95*H721,0))))","v":0},100000,{"$f":"IF(B95>$O$6,0,IF(B95<$O$5,0,IF(ROW(B95)>ROW($B$30),OFFSET(INDIRECT(ADDRESS(ROW(), COLUMN())),-1,0)+$O$15*D95*J721,IF(ROW(B95)=ROW($B$30),$O$15*D95*J721,0))))","v":0},100000,{"$f":"IF(B95>$O$6,0,IF(B95<$O$5,0,IF(ROW(B95)>ROW($B$30),OFFSET(INDIRECT(ADDRESS(ROW(), COLUMN())),-1,0)+$O$15*D95*L721,IF(ROW(B95)=ROW($B$30),$O$15*D95*L721,0))))","v":0},100000,{"$f":"IF(B95>$O$6,0,IF(B95<$O$5,0,IF(ROW(B95)>ROW($B$30),OFFSET(INDIRECT(ADDRESS(ROW(), COLUMN())),-1,0)+$O$15*D95*N721,IF(ROW(B95)=ROW($B$30),$O$15*D95*N721,0))))","v":0},100000,{"$f":"IF(B95>$O$6,0,IF(B95<$O$5,0,IF(ROW(B95)>ROW($B$30),OFFSET(INDIRECT(ADDRESS(ROW(), COLUMN())),-1,0)+$O$15*D95*P721,IF(ROW(B95)=ROW($B$30),$O$15*D95*P721,0))))","v":0},100000,{"$f":"IF(B95>$O$6,0,IF(B95<$O$5,0,IF(ROW(B95)>ROW($B$30),OFFSET(INDIRECT(ADDRESS(ROW(), COLUMN())),-1,0)+$O$15*D95*R721,IF(ROW(B95)=ROW($B$30),$O$15*D95*R721,0))))","v":0},100000,{"$f":"IF(B95>$O$6,0,IF(B95<$O$5,0,IF(ROW(B95)>ROW($B$30),OFFSET(INDIRECT(ADDRESS(ROW(), COLUMN())),-1,0)+$O$15*D95*T721,IF(ROW(B95)=ROW($B$30),$O$15*D95*T721,0))))","v":0},100000,{"$f":"IF(B95>$O$6,0,IF(B95<$O$5,0,IF(ROW(B95)>ROW($B$30),OFFSET(INDIRECT(ADDRESS(ROW(), COLUMN())),-1,0)+$O$15*D95*V721,IF(ROW(B95)=ROW($B$30),$O$15*D95*V721,0))))","v":0},100000,{"$f":"IF(B95>$O$6,0,IF(B95<$O$5,0,IF(ROW(B95)>ROW($B$30),OFFSET(INDIRECT(ADDRESS(ROW(), COLUMN())),-1,0)+$O$15*D95*X721,IF(ROW(B95)=ROW($B$30),$O$15*D95*X721,0))))","v":0},100000,{"$f":"IF(B95>$O$6,0,IF(B95<$O$5,0,IF(ROW(B95)>ROW($B$30),OFFSET(INDIRECT(ADDRESS(ROW(), COLUMN())),-1,0)+$O$15*D95*Z721,IF(ROW(B95)=ROW($B$30),$O$15*D95*Z721,0))))","v":0},100000,{"$f":"IF(B95>$O$6,0,IF(B95<$O$5,0,IF(ROW(B95)>ROW($B$30),OFFSET(INDIRECT(ADDRESS(ROW(), COLUMN())),-1,0)+$O$15*D95*AB721,IF(ROW(B95)=ROW($B$30),$O$15*D95*AB721,0))))","v":0},100000,{"$f":"IF(B95>$O$6,0,IF(B95<$O$5,0,IF(ROW(B95)>ROW($B$30),OFFSET(INDIRECT(ADDRESS(ROW(), COLUMN())),-1,0)+$O$15*D95*AD721,IF(ROW(B95)=ROW($B$30),$O$15*D95*AD721,0))))","v":0}]
[null,100000,0,100000,0,100000,0,100000,0,100000,0,100000,0,100000,0,100000,0,100000,0,100000,0,100000,0,100000,0,100000,0,100000,0,100000,0]
[null,100000,0,100000,0,100000,0,100000,0,100000,0,100000,0,100000,0,100000,0,100000,0,100000,0,100000,0,100000,0,100000,0,100000,0,100000,0]
[null,100000,0,100000,0,100000,0,100000,0,100000,0,100000,0,100000,0,100000,0,100000,0,100000,0,100000,0,100000,0,100000,0,100000,0,100000,0]
[null,100000,0,100000,0,100000,0,100000,0,100000,0,100000,0,100000,0,100000,0,100000,0,100000,0,100000,0,100000,0,100000,0,100000,0,100000,0]
[null,100000,0,100000,0,100000,0,100000,0,100000,0,100000,0,100000,0,100000,0,100000,0,100000,0,100000,0,100000,0,100000,0,100000,0,100000,0]
[null,100000,0,100000,0,100000,0,100000,0,100000,0,100000,0,100000,0,100000,0,100000,0,100000,0,100000,0,100000,0,100000,0,100000,0,100000,0]
[null,100000,0,100000,0,100000,0,100000,0,100000,0,100000,0,100000,0,100000,0,100000,0,100000,0,100000,0,100000,0,100000,0,100000,0,100000,0]
[null,100000,0,100000,0,100000,0,100000,0,100000,0,100000,0,100000,0,100000,0,100000,0,100000,0,100000,0,100000,0,100000,0,100000,0,100000,0]
[null,100000,0,100000,0,100000,0,100000,0,100000,0,100000,0,100000,0,100000,0,100000,0,100000,0,100000,0,100000,0,100000,0,100000,0,100000,0]
[null,100000,0,100000,0,100000,0,100000,0,100000,0,100000,0,100000,0,100000,0,100000,0,100000,0,100000,0,100000,0,100000,0,100000,0,100000,0]
[null,100000,0,100000,0,100000,0,100000,0,100000,0,100000,0,100000,0,100000,0,100000,0,100000,0,100000,0,100000,0,100000,0,100000,0,100000,0]
[null,100000,0,100000,0,100000,0,100000,0,100000,0,100000,0,100000,0,100000,0,100000,0,100000,0,100000,0,100000,0,100000,0,100000,0,100000,0]
[null,100000,0,100000,0,100000,0,100000,0,100000,0,100000,0,100000,0,100000,0,100000,0,100000,0,100000,0,100000,0,100000,0,100000,0,100000,0]
[null,100000,0,100000,0,100000,0,100000,0,100000,0,100000,0,100000,0,100000,0,100000,0,100000,0,100000,0,100000,0,100000,0,100000,0,100000,0]
[null,100000,0,100000,0,100000,0,100000,0,100000,0,100000,0,100000,0,100000,0,100000,0,100000,0,100000,0,100000,0,100000,0,100000,0,100000,0]
[null,100000,0,100000,0,100000,0,100000,0,100000,0,100000,0,100000,0,100000,0,100000,0,100000,0,100000,0,100000,0,100000,0,100000,0,100000,0]
[null,100000,0,100000,0,100000,0,100000,0,100000,0,100000,0,100000,0,100000,0,100000,0,100000,0,100000,0,100000,0,100000,0,100000,0,100000,0]
[null,100000,0,100000,0,100000,0,100000,0,100000,0,100000,0,100000,0,100000,0,100000,0,100000,0,100000,0,100000,0,100000,0,100000,0,100000,0]
[null,100000,0,100000,0,100000,0,100000,0,100000,0,100000,0,100000,0,100000,0,100000,0,100000,0,100000,0,100000,0,100000,0,100000,0,100000,0]
[null,100000,0,100000,0,100000,0,100000,0,100000,0,100000,0,100000,0,100000,0,100000,0,100000,0,100000,0,100000,0,100000,0,100000,0,100000,0]
[null,100000,0,100000,0,100000,0,100000,0,100000,0,100000,0,100000,0,100000,0,100000,0,100000,0,100000,0,100000,0,100000,0,100000,0,100000,0]
[null,100000,0,100000,0,100000,0,100000,0,100000,0,100000,0,100000,0,100000,0,100000,0,100000,0,100000,0,100000,0,100000,0,100000,0,100000,0]
[null,100000,0,100000,0,100000,0,100000,0,100000,0,100000,0,100000,0,100000,0,100000,0,100000,0,100000,0,100000,0,100000,0,100000,0,100000,0]
[null,100000,0,100000,0,100000,0,100000,0,100000,0,100000,0,100000,0,100000,0,100000,0,100000,0,100000,0,100000,0,100000,0,100000,0,100000,0]
[null,100000,0,100000,0,100000,0,100000,0,100000,0,100000,0,100000,0,100000,0,100000,0,100000,0,100000,0,100000,0,100000,0,100000,0,100000,0]
[null,100000,0,100000,0,100000,0,100000,0,100000,0,100000,0,100000,0,100000,0,100000,0,100000,0,100000,0,100000,0,100000,0,100000,0,100000,0]
[null,100000,0,100000,0,100000,0,100000,0,100000,0,100000,0,100000,0,100000,0,100000,0,100000,0,100000,0,100000,0,100000,0,100000,0,100000,0]
[null,100000,0,100000,0,100000,0,100000,0,100000,0,100000,0,100000,0,100000,0,100000,0,100000,0,100000,0,100000,0,100000,0,100000,0,100000,0]
[null,100000,0,100000,0,100000,0,100000,0,100000,0,100000,0,100000,0,100000,0,100000,0,100000,0,100000,0,100000,0,100000,0,100000,0,100000,0]
[null,100000,0,100000,0,100000,0,100000,0,100000,0,100000,0,100000,0,100000,0,100000,0,100000,0,100000,0,100000,0,100000,0,100000,0,100000,0]
[null,100000,0,100000,0,100000,0,100000,0,100000,0,100000,0,100000,0,100000,0,100000,0,100000,0,100000,0,100000,0,100000,0,100000,0,100000,0]
[null,100000,0,100000,0,100000,0,100000,0,100000,0,100000,0,100000,0,100000,0,100000,0,100000,0,100000,0,100000,0,100000,0,100000,0,100000,0]
[null,100000,0,100000,0,100000,0,100000,0,100000,0,100000,0,100000,0,100000,0,100000,0,100000,0,100000,0,100000,0,100000,0,100000,0,100000,0]
[null,100000,0,100000,0,100000,0,100000,0,100000,0,100000,0,100000,0,100000,0,100000,0,100000,0,100000,0,100000,0,100000,0,100000,0,100000,0]
[null,100000,0,100000,0,100000,0,100000,0,100000,0,100000,0,100000,0,100000,0,100000,0,100000,0,100000,0,100000,0,100000,0,100000,0,100000,0]
[null,100000,0,100000,0,100000,0,100000,0,100000,0,100000,0,100000,0,100000,0,100000,0,100000,0,100000,0,100000,0,100000,0,100000,0,100000,0]
[null,100000,0,100000,0,100000,0,100000,0,100000,0,100000,0,100000,0,100000,0,100000,0,100000,0,100000,0,100000,0,100000,0,100000,0,100000,0]
[null,100000,0,100000,0,100000,0,100000,0,100000,0,100000,0,100000,0,100000,0,100000,0,100000,0,100000,0,100000,0,100000,0,100000,0,100000,0]
[null,100000,0,100000,0,100000,0,100000,0,100000,0,100000,0,100000,0,100000,0,100000,0,100000,0,100000,0,100000,0,100000,0,100000,0,100000,0]
[null,100000,0,100000,0,100000,0,100000,0,100000,0,100000,0,100000,0,100000,0,100000,0,100000,0,100000,0,100000,0,100000,0,100000,0,100000,0]
[null,100000,0,100000,0,100000,0,100000,0,100000,0,100000,0,100000,0,100000,0,100000,0,100000,0,100000,0,100000,0,100000,0,100000,0,100000,0]
[null,100000,0,100000,0,100000,0,100000,0,100000,0,100000,0,100000,0,100000,0,100000,0,100000,0,100000,0,100000,0,100000,0,100000,0,100000,0]
[null,100000,0,100000,0,100000,0,100000,0,100000,0,100000,0,100000,0,100000,0,100000,0,100000,0,100000,0,100000,0,100000,0,100000,0,100000,0]
[null,100000,0,100000,0,100000,0,100000,0,100000,0,100000,0,100000,0,100000,0,100000,0,100000,0,100000,0,100000,0,100000,0,100000,0,100000,0]
[null,100000,0,100000,0,100000,0,100000,0,100000,0,100000,0,100000,0,100000,0,100000,0,100000,0,100000,0,100000,0,100000,0,100000,0,100000,0]
[null,100000,0,100000,0,100000,0,100000,0,100000,0,100000,0,100000,0,100000,0,100000,0,100000,0,100000,0,100000,0,100000,0,100000,0,100000,0]
[null,100000,0,100000,0,100000,0,100000,0,100000,0,100000,0,100000,0,100000,0,100000,0,100000,0,100000,0,100000,0,100000,0,100000,0,100000,0]
[null,100000,0,100000,0,100000,0,100000,0,100000,0,100000,0,100000,0,100000,0,100000,0,100000,0,100000,0,100000,0,100000,0,100000,0,100000,0]
[null,100000,0,100000,0,100000,0,100000,0,100000,0,100000,0,100000,0,100000,0,100000,0,100000,0,100000,0,100000,0,100000,0,100000,0,100000,0]
[null,100000,0,100000,0,100000,0,100000,0,100000,0,100000,0,100000,0,100000,0,100000,0,100000,0,100000,0,100000,0,100000,0,100000,0,100000,0]
[null,100000,0,100000,0,100000,0,100000,0,100000,0,100000,0,100000,0,100000,0,100000,0,100000,0,100000,0,100000,0,100000,0,100000,0,100000,0]
[null,100000,0,100000,0,100000,0,100000,0,100000,0,100000,0,100000,0,100000,0,100000,0,100000,0,100000,0,100000,0,100000,0,100000,0,100000,0]
[null,100000,0,100000,0,100000,0,100000,0,100000,0,100000,0,100000,0,100000,0,100000,0,100000,0,100000,0,100000,0,100000,0,100000,0,100000,0]
[null,100000,0,100000,0,100000,0,100000,0,100000,0,100000,0,100000,0,100000,0,100000,0,100000,0,100000,0,100000,0,100000,0,100000,0,100000,0]
[null,100000,0,100000,0,100000,0,100000,0,100000,0,100000,0,100000,0,100000,0,100000,0,100000,0,100000,0,100000,0,100000,0,100000,0,100000,0]
[null,100000,0,100000,0,100000,0,100000,0,100000,0,100000,0,100000,0,100000,0,100000,0,100000,0,100000,0,100000,0,100000,0,100000,0,100000,0]
[null,100000,0,100000,0,100000,0,100000,0,100000,0,100000,0,100000,0,100000,0,100000,0,100000,0,100000,0,100000,0,100000,0,100000,0,100000,0]
[null,100000,0,100000,0,100000,0,100000,0,100000,0,100000,0,100000,0,100000,0,100000,0,100000,0,100000,0,100000,0,100000,0,100000,0,100000,0]
[null,100000,0,100000,0,100000,0,100000,0,100000,0,100000,0,100000,0,100000,0,100000,0,100000,0,100000,0,100000,0,100000,0,100000,0,100000,0]
[null,100000,0,100000,0,100000,0,100000,0,100000,0,100000,0,100000,0,100000,0,100000,0,100000,0,100000,0,100000,0,100000,0,100000,0,100000,0]
[null,100000,0,100000,0,100000,0,100000,0,100000,0,100000,0,100000,0,100000,0,100000,0,100000,0,100000,0,100000,0,100000,0,100000,0,100000,0]
[null,100000,0,100000,0,100000,0,100000,0,100000,0,100000,0,100000,0,100000,0,100000,0,100000,0,100000,0,100000,0,100000,0,100000,0,100000,0]
[null,{"$f":"IF(B158<$O$5,0,IF(C158*$B$654>$O$8,$O$8,C158*$B$654))","v":100000},0,{"$f":"IF(B158<$O$5,0,IF(C158*$D$654>$O$8,$O$8,C158*$D$654))","v":100000},0,{"$f":"IF(B158<$O$5,0,IF(C158*$F$654>$O$8,$O$8,C158*$F$654))","v":100000},0,{"$f":"IF(B158<$O$5,0,IF(C158*$H$654>$O$8,$O$8,C158*$H$654))","v":100000},0,{"$f":"IF(B158<$O$5,0,IF(C158*$J$654>$O$8,$O$8,C158*$J$654))","v":100000},0,{"$f":"IF(B158<$O$5,0,IF(C158*$L$654>$O$8,$O$8,C158*$L$654))","v":100000},0,{"$f":"IF(B158<$O$5,0,IF(C158*$N$654>$O$8,$O$8,C158*$N$654))","v":100000},0,{"$f":"IF(B158<$O$5,0,IF(C158*$P$654>$O$8,$O$8,C158*$P$654))","v":100000},0,{"$f":"IF(B158<$O$5,0,IF(C158*$R$654>$O$8,$O$8,C158*$R$654))","v":100000},0,{"$f":"IF(B158<$O$5,0,IF(C158*$T$654>$O$8,$O$8,C158*$T$654))","v":100000},0,{"$f":"IF(B158<$O$5,0,IF(C158*$V$654>$O$8,$O$8,C158*$V$654))","v":100000},0,{"$f":"IF(B158<$O$5,0,IF(C158*$X$654>$O$8,$O$8,C158*$X$654))","v":100000},0,{"$f":"IF(B158<$O$5,0,IF(C158*$Z$654>$O$8,$O$8,C158*$Z$654))","v":100000},0,{"$f":"IF(B158<$O$5,0,IF(C158*$AB$654>$O$8,$O$8,C158*$AB$654))","v":100000},0,{"$f":"IF(B158<$O$5,0,IF(C158*$AD$654>$O$8,$O$8,C158*$AD$654))","v":100000},0]
[null,100000,{"$f":"IF(B159>$O$6,0,IF(B159<$O$5,0,IF(ROW(B159)>ROW($B$30),OFFSET(INDIRECT(ADDRESS(ROW(), COLUMN())),-1,0)+$O$15*D159*B785,IF(ROW(B159)=ROW($B$30),$O$15*D159*B785,0))))","v":0},100000,{"$f":"IF(B159>$O$6,0,IF(B159<$O$5,0,IF(ROW(B159)>ROW($B$30),OFFSET(INDIRECT(ADDRESS(ROW(), COLUMN())),-1,0)+$O$15*D159*D785,IF(ROW(B159)=ROW($B$30),$O$15*D159*D785,0))))","v":0},100000,{"$f":"IF(B159>$O$6,0,IF(B159<$O$5,0,IF(ROW(B159)>ROW($B$30),OFFSET(INDIRECT(ADDRESS(ROW(), COLUMN())),-1,0)+$O$15*D159*F785,IF(ROW(B159)=ROW($B$30),$O$15*D159*F785,0))))","v":0},100000,{"$f":"IF(B159>$O$6,0,IF(B159<$O$5,0,IF(ROW(B159)>ROW($B$30),OFFSET(INDIRECT(ADDRESS(ROW(), COLUMN())),-1,0)+$O$15*D159*H785,IF(ROW(B159)=ROW($B$30),$O$15*D159*H785,0))))","v":0},100000,{"$f":"IF(B159>$O$6,0,IF(B159<$O$5,0,IF(ROW(B159)>ROW($B$30),OFFSET(INDIRECT(ADDRESS(ROW(), COLUMN())),-1,0)+$O$15*D159*J785,IF(ROW(B159)=ROW($B$30),$O$15*D159*J785,0))))","v":0},100000,{"$f":"IF(B159>$O$6,0,IF(B159<$O$5,0,IF(ROW(B159)>ROW($B$30),OFFSET(INDIRECT(ADDRESS(ROW(), COLUMN())),-1,0)+$O$15*D159*L785,IF(ROW(B159)=ROW($B$30),$O$15*D159*L785,0))))","v":0},100000,{"$f":"IF(B159>$O$6,0,IF(B159<$O$5,0,IF(ROW(B159)>ROW($B$30),OFFSET(INDIRECT(ADDRESS(ROW(), COLUMN())),-1,0)+$O$15*D159*N785,IF(ROW(B159)=ROW($B$30),$O$15*D159*N785,0))))","v":0},100000,{"$f":"IF(B159>$O$6,0,IF(B159<$O$5,0,IF(ROW(B159)>ROW($B$30),OFFSET(INDIRECT(ADDRESS(ROW(), COLUMN())),-1,0)+$O$15*D159*P785,IF(ROW(B159)=ROW($B$30),$O$15*D159*P785,0))))","v":0},100000,{"$f":"IF(B159>$O$6,0,IF(B159<$O$5,0,IF(ROW(B159)>ROW($B$30),OFFSET(INDIRECT(ADDRESS(ROW(), COLUMN())),-1,0)+$O$15*D159*R785,IF(ROW(B159)=ROW($B$30),$O$15*D159*R785,0))))","v":0},100000,{"$f":"IF(B159>$O$6,0,IF(B159<$O$5,0,IF(ROW(B159)>ROW($B$30),OFFSET(INDIRECT(ADDRESS(ROW(), COLUMN())),-1,0)+$O$15*D159*T785,IF(ROW(B159)=ROW($B$30),$O$15*D159*T785,0))))","v":0},100000,{"$f":"IF(B159>$O$6,0,IF(B159<$O$5,0,IF(ROW(B159)>ROW($B$30),OFFSET(INDIRECT(ADDRESS(ROW(), COLUMN())),-1,0)+$O$15*D159*V785,IF(ROW(B159)=ROW($B$30),$O$15*D159*V785,0))))","v":0},100000,{"$f":"IF(B159>$O$6,0,IF(B159<$O$5,0,IF(ROW(B159)>ROW($B$30),OFFSET(INDIRECT(ADDRESS(ROW(), COLUMN())),-1,0)+$O$15*D159*X785,IF(ROW(B159)=ROW($B$30),$O$15*D159*X785,0))))","v":0},100000,{"$f":"IF(B159>$O$6,0,IF(B159<$O$5,0,IF(ROW(B159)>ROW($B$30),OFFSET(INDIRECT(ADDRESS(ROW(), COLUMN())),-1,0)+$O$15*D159*Z785,IF(ROW(B159)=ROW($B$30),$O$15*D159*Z785,0))))","v":0},100000,{"$f":"IF(B159>$O$6,0,IF(B159<$O$5,0,IF(ROW(B159)>ROW($B$30),OFFSET(INDIRECT(ADDRESS(ROW(), COLUMN())),-1,0)+$O$15*D159*AB785,IF(ROW(B159)=ROW($B$30),$O$15*D159*AB785,0))))","v":0},100000,{"$f":"IF(B159>$O$6,0,IF(B159<$O$5,0,IF(ROW(B159)>ROW($B$30),OFFSET(INDIRECT(ADDRESS(ROW(), COLUMN())),-1,0)+$O$15*D159*AD785,IF(ROW(B159)=ROW($B$30),$O$15*D159*AD785,0))))","v":0}]
[null,100000,0,100000,0,100000,0,100000,0,100000,0,100000,0,100000,0,100000,0,100000,0,100000,0,100000,0,100000,0,100000,0,100000,0,100000,0]
[null,100000,0,100000,0,100000,0,100000,0,100000,0,100000,0,100000,0,100000,0,100000,0,100000,0,100000,0,100000,0,100000,0,100000,0,100000,0]
[null,100000,0,100000,0,100000,0,100000,0,100000,0,100000,0,100000,0,100000,0,100000,0,100000,0,100000,0,100000,0,100000,0,100000,0,100000,0]
[null,100000,0,100000,0,100000,0,100000,0,100000,0,100000,0,100000,0,100000,0,100000,0,100000,0,100000,0,100000,0,100000,0,100000,0,100000,0]
[null,100000,0,100000,0,100000,0,100000,0,100000,0,100000,0,100000,0,100000,0,100000,0,100000,0,100000,0,100000,0,100000,0,100000,0,100000,0]
[null,100000,0,100000,0,100000,0,100000,0,100000,0,100000,0,100000,0,100000,0,100000,0,100000,0,100000,0,100000,0,100000,0,100000,0,100000,0]
[null,100000,0,100000,0,100000,0,100000,0,100000,0,100000,0,100000,0,100000,0,100000,0,100000,0,100000,0,100000,0,100000,0,100000,0,100000,0]
[null,100000,0,100000,0,100000,0,100000,0,100000,0,100000,0,100000,0,100000,0,100000,0,100000,0,100000,0,100000,0,100000,0,100000,0,100000,0]
[null,100000,0,100000,0,100000,0,100000,0,100000,0,100000,0,100000,0,100000,0,100000,0,100000,0,100000,0,100000,0,100000,0,100000,0,100000,0]
[null,100000,0,100000,0,100000,0,100000,0,100000,0,100000,0,100000,0,100000,0,100000,0,100000,0,100000,0,100000,0,100000,0,100000,0,100000,0]
[null,100000,0,100000,0,100000,0,100000,0,100000,0,100000,0,100000,0,100000,0,100000,0,100000,0,100000,0,100000,0,100000,0,100000,0,100000,0]
[null,100000,0,100000,0,100000,0,100000,0,100000,0,100000,0,100000,0,100000,0,100000,0,100000,0,100000,0,100000,0,100000,0,100000,0,100000,0]
[null,100000,0,100000,0,100000,0,100000,0,100000,0,100000,0,100000,0,100000,0,100000,0,100000,0,100000,0,100000,0,100000,0,100000,0,100000,0]
[null,100000,0,100000,0,100000,0,100000,0,100000,0,100000,0,100000,0,100000,0,100000,0,100000,0,100000,0,100000,0,100000,0,100000,0,100000,0]
[null,100000,0,100000,0,100000,0,100000,0,100000,0,100000,0,100000,0,100000,0,100000,0,100000,0,100000,0,100000,0,100000,0,100000,0,100000,0]
[null,100000,0,100000,0,100000,0,100000,0,100000,0,100000,0,100000,0,100000,0,100000,0,100000,0,100000,0,100000,0,100000,0,100000,0,100000,0]
[null,100000,0,100000,0,100000,0,100000,0,100000,0,100000,0,100000,0,100000,0,100000,0,100000,0,100000,0,100000,0,100000,0,100000,0,100000,0]
[null,100000,0,100000,0,100000,0,100000,0,100000,0,100000,0,100000,0,100000,0,100000,0,100000,0,100000,0,100000,0,100000,0,100000,0,100000,0]
[null,100000,0,100000,0,100000,0,100000,0,100000,0,100000,0,100000,0,100000,0,100000,0,100000,0,100000,0,100000,0,100000,0,100000,0,100000,0]
[null,100000,0,100000,0,100000,0,100000,0,100000,0,100000,0,100000,0,100000,0,100000,0,100000,0,100000,0,100000,0,100000,0,100000,0,100000,0]
[null,100000,0,100000,0,100000,0,100000,0,100000,0,100000,0,100000,0,100000,0,100000,0,100000,0,100000,0,100000,0,100000,0,100000,0,100000,0]
[null,100000,0,100000,0,100000,0,100000,0,100000,0,100000,0,100000,0,100000,0,100000,0,100000,0,100000,0,100000,0,100000,0,100000,0,100000,0]
[null,100000,0,100000,0,100000,0,100000,0,100000,0,100000,0,100000,0,100000,0,100000,0,100000,0,100000,0,100000,0,100000,0,100000,0,100000,0]
[null,100000,0,100000,0,100000,0,100000,0,100000,0,100000,0,100000,0,100000,0,100000,0,100000,0,100000,0,100000,0,100000,0,100000,0,100000,0]
[null,100000,0,100000,0,100000,0,100000,0,100000,0,100000,0,100000,0,100000,0,100000,0,100000,0,100000,0,100000,0,100000,0,100000,0,100000,0]
[null,100000,0,100000,0,100000,0,100000,0,100000,0,100000,0,100000,0,100000,0,100000,0,100000,0,100000,0,100000,0,100000,0,100000,0,100000,0]
[null,100000,0,100000,0,100000,0,100000,0,100000,0,100000,0,100000,0,100000,0,100000,0,100000,0,100000,0,100000,0,100000,0,100000,0,100000,0]
[null,100000,0,100000,0,100000,0,100000,0,100000,0,100000,0,100000,0,100000,0,100000,0,100000,0,100000,0,100000,0,100000,0,100000,0,100000,0]
[null,100000,0,100000,0,100000,0,100000,0,100000,0,100000,0,100000,0,100000,0,100000,0,100000,0,100000,0,100000,0,100000,0,100000,0,100000,0]
[null,100000,0,100000,0,100000,0,100000,0,100000,0,100000,0,100000,0,100000,0,100000,0,100000,0,100000,0,100000,0,100000,0,100000,0,100000,0]
[null,100000,0,100000,0,100000,0,100000,0,100000,0,100000,0,100000,0,100000,0,100000,0,100000,0,100000,0,100000,0,100000,0,100000,0,100000,0]
[null,100000,0,100000,0,100000,0,100000,0,100000,0,100000,0,100000,0,100000,0,100000,0,100000,0,100000,0,100000,0,100000,0,100000,0,100000,0]
[null,100000,0,100000,0,100000,0,100000,0,100000,0,100000,0,100000,0,100000,0,100000,0,100000,0,100000,0,100000,0,100000,0,100000,0,100000,0]
[null,100000,0,100000,0,100000,0,100000,0,100000,0,100000,0,100000,0,100000,0,100000,0,100000,0,100000,0,100000,0,100000,0,100000,0,100000,0]
[null,100000,0,100000,0,100000,0,100000,0,100000,0,100000,0,100000,0,100000,0,100000,0,100000,0,100000,0,100000,0,100000,0,100000,0,100000,0]
[null,100000,0,100000,0,100000,0,100000,0,100000,0,100000,0,100000,0,100000,0,100000,0,100000,0,100000,0,100000,0,100000,0,100000,0,100000,0]
[null,100000,0,100000,0,100000,0,100000,0,100000,0,100000,0,100000,0,100000,0,100000,0,100000,0,100000,0,100000,0,100000,0,100000,0,100000,0]
[null,100000,0,100000,0,100000,0,100000,0,100000,0,100000,0,100000,0,100000,0,100000,0,100000,0,100000,0,100000,0,100000,0,100000,0,100000,0]
[null,100000,0,100000,0,100000,0,100000,0,100000,0,100000,0,100000,0,100000,0,100000,0,100000,0,100000,0,100000,0,100000,0,100000,0,100000,0]
[null,100000,0,100000,0,100000,0,100000,0,100000,0,100000,0,100000,0,100000,0,100000,0,100000,0,100000,0,100000,0,100000,0,100000,0,100000,0]
[null,100000,0,100000,0,100000,0,100000,0,100000,0,100000,0,100000,0,100000,0,100000,0,100000,0,100000,0,100000,0,100000,0,100000,0,100000,0]
[null,100000,0,100000,0,100000,0,100000,0,100000,0,100000,0,100000,0,100000,0,100000,0,100000,0,100000,0,100000,0,100000,0,100000,0,100000,0]
[null,100000,0,100000,0,100000,0,100000,0,100000,0,100000,0,100000,0,100000,0,100000,0,100000,0,100000,0,100000,0,100000,0,100000,0,100000,0]
[null,100000,0,100000,0,100000,0,100000,0,100000,0,100000,0,100000,0,100000,0,100000,0,100000,0,100000,0,100000,0,100000,0,100000,0,100000,0]
[null,100000,0,100000,0,100000,0,100000,0,100000,0,100000,0,100000,0,100000,0,100000,0,100000,0,100000,0,100000,0,100000,0,100000,0,100000,0]
[null,100000,0,100000,0,100000,0,100000,0,100000,0,100000,0,100000,0,100000,0,100000,0,100000,0,100000,0,100000,0,100000,0,100000,0,100000,0]
[null,100000,0,100000,0,100000,0,100000,0,100000,0,100000,0,100000,0,100000,0,100000,0,100000,0,100000,0,100000,0,100000,0,100000,0,100000,0]
[null,100000,0,100000,0,100000,0,100000,0,100000,0,100000,0,100000,0,100000,0,100000,0,100000,0,100000,0,100000,0,100000,0,100000,0,100000,0]
[null,100000,0,100000,0,100000,0,100000,0,100000,0,100000,0,100000,0,100000,0,100000,0,100000,0,100000,0,100000,0,100000,0,100000,0,100000,0]
[null,100000,0,100000,0,100000,0,100000,0,100000,0,100000,0,100000,0,100000,0,100000,0,100000,0,100000,0,100000,0,100000,0,100000,0,100000,0]
[null,100000,0,100000,0,100000,0,100000,0,100000,0,100000,0,100000,0,100000,0,100000,0,100000,0,100000,0,100000,0,100000,0,100000,0,100000,0]
[null,100000,0,100000,0,100000,0,100000,0,100000,0,100000,0,100000,0,100000,0,100000,0,100000,0,100000,0,100000,0,100000,0,100000,0,100000,0]
[null,100000,0,100000,0,100000,0,100000,0,100000,0,100000,0,100000,0,100000,0,100000,0,100000,0,100000,0,100000,0,100000,0,100000,0,100000,0]
[null,100000,0,100000,0,100000,0,100000,0,100000,0,100000,0,100000,0,100000,0,100000,0,100000,0,100000,0,100000,0,100000,0,100000,0,100000,0]
[null,100000,0,100000,0,100000,0,100000,0,100000,0,100000,0,100000,0,100000,0,100000,0,100000,0,100000,0,100000,0,100000,0,100000,0,100000,0]
[null,100000,0,100000,0,100000,0,100000,0,100000,0,100000,0,100000,0,100000,0,100000,0,100000,0,100000,0,100000,0,100000,0,100000,0,100000,0]
[null,100000,0,100000,0,100000,0,100000,0,100000,0,100000,0,100000,0,100000,0,100000,0,100000,0,100000,0,100000,0,100000,0,100000,0,100000,0]
[null,100000,0,100000,0,100000,0,100000,0,100000,0,100000,0,100000,0,100000,0,100000,0,100000,0,100000,0,100000,0,100000,0,100000,0,100000,0]
[null,100000,0,100000,0,100000,0,100000,0,100000,0,100000,0,100000,0,100000,0,100000,0,100000,0,100000,0,100000,0,100000,0,100000,0,100000,0]
[null,100000,0,100000,0,100000,0,100000,0,100000,0,100000,0,100000,0,100000,0,100000,0,100000,0,100000,0,100000,0,100000,0,100000,0,100000,0]
[null,100000,0,100000,0,100000,0,100000,0,100000,0,100000,0,100000,0,100000,0,100000,0,100000,0,100000,0,100000,0,100000,0,100000,0,100000,0]
[null,100000,0,100000,0,100000,0,100000,0,100000,0,100000,0,100000,0,100000,0,100000,0,100000,0,100000,0,100000,0,100000,0,100000,0,100000,0]
[null,{"$f":"IF(B222<$O$5,0,IF(C222*$B$654>$O$8,$O$8,C222*$B$654))","v":100000},0,{"$f":"IF(B222<$O$5,0,IF(C222*$D$654>$O$8,$O$8,C222*$D$654))","v":100000},0,{"$f":"IF(B222<$O$5,0,IF(C222*$F$654>$O$8,$O$8,C222*$F$654))","v":100000},0,{"$f":"IF(B222<$O$5,0,IF(C222*$H$654>$O$8,$O$8,C222*$H$654))","v":100000},0,{"$f":"IF(B222<$O$5,0,IF(C222*$J$654>$O$8,$O$8,C222*$J$654))","v":100000},0,{"$f":"IF(B222<$O$5,0,IF(C222*$L$654>$O$8,$O$8,C222*$L$654))","v":100000},0,{"$f":"IF(B222<$O$5,0,IF(C222*$N$654>$O$8,$O$8,C222*$N$654))","v":100000},0,{"$f":"IF(B222<$O$5,0,IF(C222*$P$654>$O$8,$O$8,C222*$P$654))","v":100000},0,{"$f":"IF(B222<$O$5,0,IF(C222*$R$654>$O$8,$O$8,C222*$R$654))","v":100000},0,{"$f":"IF(B222<$O$5,0,IF(C222*$T$654>$O$8,$O$8,C222*$T$654))","v":100000},0,{"$f":"IF(B222<$O$5,0,IF(C222*$V$654>$O$8,$O$8,C222*$V$654))","v":100000},0,{"$f":"IF(B222<$O$5,0,IF(C222*$X$654>$O$8,$O$8,C222*$X$654))","v":100000},0,{"$f":"IF(B222<$O$5,0,IF(C222*$Z$654>$O$8,$O$8,C222*$Z$654))","v":100000},0,{"$f":"IF(B222<$O$5,0,IF(C222*$AB$654>$O$8,$O$8,C222*$AB$654))","v":100000},0,{"$f":"IF(B222<$O$5,0,IF(C222*$AD$654>$O$8,$O$8,C222*$AD$654))","v":100000},0]
[null,100000,{"$f":"IF(B223>$O$6,0,IF(B223<$O$5,0,IF(ROW(B223)>ROW($B$30),OFFSET(INDIRECT(ADDRESS(ROW(), COLUMN())),-1,0)+$O$15*D223*B849,IF(ROW(B223)=ROW($B$30),$O$15*D223*B849,0))))","v":0},100000,{"$f":"IF(B223>$O$6,0,IF(B223<$O$5,0,IF(ROW(B223)>ROW($B$30),OFFSET(INDIRECT(ADDRESS(ROW(), COLUMN())),-1,0)+$O$15*D223*D849,IF(ROW(B223)=ROW($B$30),$O$15*D223*D849,0))))","v":0},100000,{"$f":"IF(B223>$O$6,0,IF(B223<$O$5,0,IF(ROW(B223)>ROW($B$30),OFFSET(INDIRECT(ADDRESS(ROW(), COLUMN())),-1,0)+$O$15*D223*F849,IF(ROW(B223)=ROW($B$30),$O$15*D223*F849,0))))","v":0},100000,{"$f":"IF(B223>$O$6,0,IF(B223<$O$5,0,IF(ROW(B223)>ROW($B$30),OFFSET(INDIRECT(ADDRESS(ROW(), COLUMN())),-1,0)+$O$15*D223*H849,IF(ROW(B223)=ROW($B$30),$O$15*D223*H849,0))))","v":0},100000,{"$f":"IF(B223>$O$6,0,IF(B223<$O$5,0,IF(ROW(B223)>ROW($B$30),OFFSET(INDIRECT(ADDRESS(ROW(), COLUMN())),-1,0)+$O$15*D223*J849,IF(ROW(B223)=ROW($B$30),$O$15*D223*J849,0))))","v":0},100000,{"$f":"IF(B223>$O$6,0,IF(B223<$O$5,0,IF(ROW(B223)>ROW($B$30),OFFSET(INDIRECT(ADDRESS(ROW(), COLUMN())),-1,0)+$O$15*D223*L849,IF(ROW(B223)=ROW($B$30),$O$15*D223*L849,0))))","v":0},100000,{"$f":"IF(B223>$O$6,0,IF(B223<$O$5,0,IF(ROW(B223)>ROW($B$30),OFFSET(INDIRECT(ADDRESS(ROW(), COLUMN())),-1,0)+$O$15*D223*N849,IF(ROW(B223)=ROW($B$30),$O$15*D223*N849,0))))","v":0},100000,{"$f":"IF(B223>$O$6,0,IF(B223<$O$5,0,IF(ROW(B223)>ROW($B$30),OFFSET(INDIRECT(ADDRESS(ROW(), COLUMN())),-1,0)+$O$15*D223*P849,IF(ROW(B223)=ROW($B$30),$O$15*D223*P849,0))))","v":0},100000,{"$f":"IF(B223>$O$6,0,IF(B223<$O$5,0,IF(ROW(B223)>ROW($B$30),OFFSET(INDIRECT(ADDRESS(ROW(), COLUMN())),-1,0)+$O$15*D223*R849,IF(ROW(B223)=ROW($B$30),$O$15*D223*R849,0))))","v":0},100000,{"$f":"IF(B223>$O$6,0,IF(B223<$O$5,0,IF(ROW(B223)>ROW($B$30),OFFSET(INDIRECT(ADDRESS(ROW(), COLUMN())),-1,0)+$O$15*D223*T849,IF(ROW(B223)=ROW($B$30),$O$15*D223*T849,0))))","v":0},100000,{"$f":"IF(B223>$O$6,0,IF(B223<$O$5,0,IF(ROW(B223)>ROW($B$30),OFFSET(INDIRECT(ADDRESS(ROW(), COLUMN())),-1,0)+$O$15*D223*V849,IF(ROW(B223)=ROW($B$30),$O$15*D223*V849,0))))","v":0},100000,{"$f":"IF(B223>$O$6,0,IF(B223<$O$5,0,IF(ROW(B223)>ROW($B$30),OFFSET(INDIRECT(ADDRESS(ROW(), COLUMN())),-1,0)+$O$15*D223*X849,IF(ROW(B223)=ROW($B$30),$O$15*D223*X849,0))))","v":0},100000,{"$f":"IF(B223>$O$6,0,IF(B223<$O$5,0,IF(ROW(B223)>ROW($B$30),OFFSET(INDIRECT(ADDRESS(ROW(), COLUMN())),-1,0)+$O$15*D223*Z849,IF(ROW(B223)=ROW($B$30),$O$15*D223*Z849,0))))","v":0},100000,{"$f":"IF(B223>$O$6,0,IF(B223<$O$5,0,IF(ROW(B223)>ROW($B$30),OFFSET(INDIRECT(ADDRESS(ROW(), COLUMN())),-1,0)+$O$15*D223*AB849,IF(ROW(B223)=ROW($B$30),$O$15*D223*AB849,0))))","v":0},100000,{"$f":"IF(B223>$O$6,0,IF(B223<$O$5,0,IF(ROW(B223)>ROW($B$30),OFFSET(INDIRECT(ADDRESS(ROW(), COLUMN())),-1,0)+$O$15*D223*AD849,IF(ROW(B223)=ROW($B$30),$O$15*D223*AD849,0))))","v":0}]
[null,100000,0,100000,0,100000,0,100000,0,100000,0,100000,0,100000,0,100000,0,100000,0,100000,0,100000,0,100000,0,100000,0,100000,0,100000,0]
[null,100000,0,100000,0,100000,0,100000,0,100000,0,100000,0,100000,0,100000,0,100000,0,100000,0,100000,0,100000,0,100000,0,100000,0,100000,0]
[null,100000,0,100000,0,100000,0,100000,0,100000,0,100000,0,100000,0,100000,0,100000,0,100000,0,100000,0,100000,0,100000,0,100000,0,100000,0]
[null,100000,0,100000,0,100000,0,100000,0,100000,0,100000,0,100000,0,100000,0,100000,0,100000,0,100000,0,100000,0,100000,0,100000,0,100000,0]
[null,100000,0,100000,0,100000,0,100000,0,100000,0,100000,0,100000,0,100000,0,100000,0,100000,0,100000,0,100000,0,100000,0,100000,0,100000,0]
[null,100000,0,100000,0,100000,0,100000,0,100000,0,100000,0,100000,0,100000,0,100000,0,100000,0,100000,0,100000,0,100000,0,100000,0,100000,0]
[null,100000,0,100000,0,100000,0,100000,0,100000,0,100000,0,100000,0,100000,0,100000,0,100000,0,100000,0,100000,0,100000,0,100000,0,100000,0]
[null,100000,0,100000,0,100000,0,100000,0,100000,0,100000,0,100000,0,100000,0,100000,0,100000,0,100000,0,100000,0,100000,0,100000,0,100000,0]
[null,100000,0,100000,0,100000,0,100000,0,100000,0,100000,0,100000,0,100000,0,100000,0,100000,0,100000,0,100000,0,100000,0,100000,0,100000,0]
[null,100000,0,100000,0,100000,0,100000,0,100000,0,100000,0,100000,0,100000,0,100000,0,100000,0,100000,0,100000,0,100000,0,100000,0,100000,0]
[null,100000,0,100000,0,100000,0,100000,0,100000,0,100000,0,100000,0,100000,0,100000,0,100000,0,100000,0,100000,0,100000,0,100000,0,100000,0]
[null,100000,0,100000,0,100000,0,100000,0,100000,0,100000,0,100000,0,100000,0,100000,0,100000,0,100000,0,100000,0,100000,0,100000,0,100000,0]
[null,100000,0,100000,0,100000,0,100000,0,100000,0,100000,0,100000,0,100000,0,100000,0,100000,0,100000,0,100000,0,100000,0,100000,0,100000,0]
[null,100000,0,100000,0,100000,0,100000,0,100000,0,100000,0,100000,0,100000,0,100000,0,100000,0,100000,0,100000,0,100000,0,100000,0,100000,0]
[null,100000,0,100000,0,100000,0,100000,0,100000,0,100000,0,100000,0,100000,0,100000,0,100000,0,100000,0,100000,0,100000,0,100000,0,100000,0]
[null,100000,0,100000,0,100000,0,100000,0,100000,0,100000,0,100000,0,100000,0,100000,0,100000,0,100000,0,100000,0,100000,0,100000,0,100000,0]
[null,100000,0,100000,0,100000,0,100000,0,100000,0,100000,0,100000,0,100000,0,100000,0,100000,0,100000,0,100000,0,100000,0,100000,0,100000,0]
[null,100000,0,100000,0,100000,0,100000,0,100000,0,100000,0,100000,0,100000,0,100000,0,100000,0,100000,0,100000,0,100000,0,100000,0,100000,0]
[null,100000,0,100000,0,100000,0,100000,0,100000,0,100000,0,100000,0,100000,0,100000,0,100000,0,100000,0,100000,0,100000,0,100000,0,100000,0]
[null,100000,0,100000,0,100000,0,100000,0,100000,0,100000,0,100000,0,100000,0,100000,0,100000,0,100000,0,100000,0,100000,0,100000,0,100000,0]
[null,100000,0,100000,0,100000,0,100000,0,100000,0,100000,0,100000,0,100000,0,100000,0,100000,0,100000,0,100000,0,100000,0,100000,0,100000,0]
[null,100000,0,100000,0,100000,0,100000,0,100000,0,100000,0,100000,0,100000,0,100000,0,100000,0,100000,0,100000,0,100000,0,100000,0,100000,0]
[null,100000,0,100000,0,100000,0,100000,0,100000,0,100000,0,100000,0,100000,0,100000,0,100000,0,100000,0,100000,0,100000,0,100000,0,100000,0]
[null,100000,0,100000,0,100000,0,100000,0,100000,0,100000,0,100000,0,100000,0,100000,0,100000,0,100000,0,100000,0,100000,0,100000,0,100000,0]
[null,100000,0,100000,0,100000,0,100000,0,100000,0,100000,0,100000,0,100000,0,100000,0,100000,0,100000,0,100000,0,100000,0,100000,0,100000,0]
[null,100000,0,100000,0,100000,0,100000,0,100000,0,100000,0,100000,0,100000,0,100000,0,100000,0,100000,0,100000,0,100000,0,100000,0,100000,0]
[null,100000,0,100000,0,100000,0,100000,0,100000,0,100000,0,100000,0,100000,0,100000,0,100000,0,100000,0,100000,0,100000,0,100000,0,100000,0]
[null,100000,0,100000,0,100000,0,100000,0,100000,0,100000,0,100000,0,100000,0,100000,0,100000,0,100000,0,100000,0,100000,0,100000,0,100000,0]
[null,100000,0,100000,0,100000,0,100000,0,100000,0,100000,0,100000,0,100000,0,100000,0,100000,0,100000,0,100000,0,100000,0,100000,0,100000,0]
[null,100000,0,100000,0,100000,0,100000,0,100000,0,100000,0,100000,0,100000,0,100000,0,100000,0,100000,0,100000,0,100000,0,100000,0,100000,0]
[null,100000,0,100000,0,100000,0,100000,0,100000,0,100000,0,100000,0,100000,0,100000,0,100000,0,100000,0,100000,0,100000,0,100000,0,100000,0]
[null,100000,0,100000,0,100000,0,100000,0,100000,0,100000,0,100000,0,100000,0,100000,0,100000,0,100000,0,100000,0,100000,0,100000,0,100000,0]
[null,100000,0,100000,0,100000,0,100000,0,100000,0,100000,0,100000,0,100000,0,100000,0,100000,0,100000,0,100000,0,100000,0,100000,0,100000,0]
[null,100000,0,100000,0,100000,0,100000,0,100000,0,100000,0,100000,0,100000,0,100000,0,100000,0,100000,0,100000,0,100000,0,100000,0,100000,0]
[null,100000,0,100000,0,100000,0,100000,0,100000,0,100000,0,100000,0,100000,0,100000,0,100000,0,100000,0,100000,0,100000,0,100000,0,100000,0]
[null,100000,0,100000,0,100000,0,100000,0,100000,0,100000,0,100000,0,100000,0,100000,0,100000,0,100000,0,100000,0,100000,0,100000,0,100000,0]
[null,100000,0,100000,0,100000,0,100000,0,100000,0,100000,0,100000,0,100000,0,100000,0,100000,0,100000,0,100000,0,100000,0,100000,0,100000,0]
[null,100000,0,100000,0,100000,0,100000,0,100000,0,100000,0,100000,0,100000,0,100000,0,100000,0,100000,0,100000,0,100000,0,100000,0,100000,0]
[null,100000,0,100000,0,100000,0,100000,0,100000,0,100000,0,100000,0,100000,0,100000,0,100000,0,100000,0,100000,0,100000,0,100000,0,100000,0]
[null,100000,0,100000,0,100000,0,100000,0,100000,0,100000,0,100000,0,100000,0,100000,0,100000,0,100000,0,100000,0,100000,0,100000,0,100000,0]
[null,100000,0,100000,0,100000,0,100000,0,100000,0,100000,0,100000,0,100000,0,100000,0,100000,0,100000,0,100000,0,100000,0,100000,0,100000,0]
[null,100000,0,100000,0,100000,0,100000,0,100000,0,100000,0,100000,0,100000,0,100000,0,100000,0,100000,0,100000,0,100000,0,100000,0,100000,0]
[null,100000,0,100000,0,100000,0,100000,0,100000,0,100000,0,100000,0,100000,0,100000,0,100000,0,100000,0,100000,0,100000,0,100000,0,100000,0]
[null,100000,0,100000,0,100000,0,100000,0,100000,0,100000,0,100000,0,100000,0,100000,0,100000,0,100000,0,100000,0,100000,0,100000,0,100000,0]
[null,100000,0,100000,0,100000,0,100000,0,100000,0,100000,0,100000,0,100000,0,100000,0,100000,0,100000,0,100000,0,100000,0,100000,0,100000,0]
[null,100000,0,100000,0,100000,0,100000,0,100000,0,100000,0,100000,0,100000,0,100000,0,100000,0,100000,0,100000,0,100000,0,100000,0,100000,0]
[null,100000,0,100000,0,100000,0,100000,0,100000,0,100000,0,100000,0,100000,0,100000,0,100000,0,100000,0,100000,0,100000,0,100000,0,100000,0]
[null,100000,0,100000,0,100000,0,100000,0,100000,0,100000,0,100000,0,100000,0,100000,0,100000,0,100000,0,100000,0,100000,0,100000,0,100000,0]
[null,100000,0,100000,0,100000,0,100000,0,100000,0,100000,0,100000,0,100000,0,100000,0,100000,0,100000,0,100000,0,100000,0,100000,0,100000,0]
[null,100000,0,100000,0,100000,0,100000,0,100000,0,100000,0,100000,0,100000,0,100000,0,100000,0,100000,0,100000,0,100000,0,100000,0,100000,0]
[null,100000,0,100000,0,100000,0,100000,0,100000,0,100000,0,100000,0,100000,0,100000,0,100000,0,100000,0,100000,0,100000,0,100000,0,100000,0]
[null,100000,0,100000,0,100000,0,100000,0,100000,0,100000,0,100000,0,100000,0,100000,0,100000,0,100000,0,100000,0,100000,0,100000,0,100000,0]
[null,100000,0,100000,0,100000,0,100000,0,100000,0,100000,0,100000,0,100000,0,100000,0,100000,0,100000,0,100000,0,100000,0,100000,0,100000,0]
[null,100000,0,100000,0,100000,0,100000,0,100000,0,100000,0,100000,0,100000,0,100000,0,100000,0,100000,0,100000,0,100000,0,100000,0,100000,0]
[null,100000,0,100000,0,100000,0,100000,0,100000,0,100000,0,100000,0,100000,0,100000,0,100000,0,100000,0,100000,0,100000,0,100000,0,100000,0]
[null,100000,0,100000,0,100000,0,100000,0,100000,0,100000,0,100000,0,100000,0,100000,0,100000,0,100000,0,100000,0,100000,0,100000,0,100000,0]
[null,100000,0,100000,0,100000,0,100000,0,100000,0,100000,0,100000,0,100000,0,100000,0,100000,0,100000,0,100000,0,100000,0,100000,0,100000,0]
[null,100000,0,100000,0,100000,0,100000,0,100000,0,100000,0,100000,0,100000,0,100000,0,100000,0,100000,0,100000,0,100000,0,100000,0,100000,0]
[null,100000,0,100000,0,100000,0,100000,0,100000,0,100000,0,100000,0,100000,0,100000,0,100000,0,100000,0,100000,0,100000,0,100000,0,100000,0]
[null,100000,0,100000,0,100000,0,100000,0,100000,0,100000,0,100000,0,100000,0,100000,0,100000,0,100000,0,100000,0,100000,0,100000,0,100000,0]
[null,100000,0,100000,0,100000,0,100000,0,100000,0,100000,0,100000,0,100000,0,100000,0,100000,0,100000,0,100000,0,100000,0,100000,0,100000,0]
[null,100000,0,100000,0,100000,0,100000,0,100000,0,100000,0,100000,0,100000,0,100000,0,100000,0,100000,0,100000,0,100000,0,100000,0,100000,0]
[null,{"$f":"IF(B286<$O$5,0,IF(C286*$B$654>$O$8,$O$8,C286*$B$654))","v":100000},0,{"$f":"IF(B286<$O$5,0,IF(C286*$D$654>$O$8,$O$8,C286*$D$654))","v":100000},0,{"$f":"IF(B286<$O$5,0,IF(C286*$F$654>$O$8,$O$8,C286*$F$654))","v":100000},0,{"$f":"IF(B286<$O$5,0,IF(C286*$H$654>$O$8,$O$8,C286*$H$654))","v":100000},0,{"$f":"IF(B286<$O$5,0,IF(C286*$J$654>$O$8,$O$8,C286*$J$654))","v":100000},0,{"$f":"IF(B286<$O$5,0,IF(C286*$L$654>$O$8,$O$8,C286*$L$654))","v":100000},0,{"$f":"IF(B286<$O$5,0,IF(C286*$N$654>$O$8,$O$8,C286*$N$654))","v":100000},0,{"$f":"IF(B286<$O$5,0,IF(C286*$P$654>$O$8,$O$8,C286*$P$654))","v":100000},0,{"$f":"IF(B286<$O$5,0,IF(C286*$R$654>$O$8,$O$8,C286*$R$654))","v":100000},0,{"$f":"IF(B286<$O$5,0,IF(C286*$T$654>$O$8,$O$8,C286*$T$654))","v":100000},0,{"$f":"IF(B286<$O$5,0,IF(C286*$V$654>$O$8,$O$8,C286*$V$654))","v":100000},0,{"$f":"IF(B286<$O$5,0,IF(C286*$X$654>$O$8,$O$8,C286*$X$654))","v":100000},0,{"$f":"IF(B286<$O$5,0,IF(C286*$Z$654>$O$8,$O$8,C286*$Z$654))","v":100000},0,{"$f":"IF(B286<$O$5,0,IF(C286*$AB$654>$O$8,$O$8,C286*$AB$654))","v":100000},0,{"$f":"IF(B286<$O$5,0,IF(C286*$AD$654>$O$8,$O$8,C286*$AD$654))","v":100000},0]
[null,100000,{"$f":"IF(B287>$O$6,0,IF(B287<$O$5,0,IF(ROW(B287)>ROW($B$30),OFFSET(INDIRECT(ADDRESS(ROW(), COLUMN())),-1,0)+$O$15*D287*B913,IF(ROW(B287)=ROW($B$30),$O$15*D287*B913,0))))","v":0},100000,{"$f":"IF(B287>$O$6,0,IF(B287<$O$5,0,IF(ROW(B287)>ROW($B$30),OFFSET(INDIRECT(ADDRESS(ROW(), COLUMN())),-1,0)+$O$15*D287*D913,IF(ROW(B287)=ROW($B$30),$O$15*D287*D913,0))))","v":0},100000,{"$f":"IF(B287>$O$6,0,IF(B287<$O$5,0,IF(ROW(B287)>ROW($B$30),OFFSET(INDIRECT(ADDRESS(ROW(), COLUMN())),-1,0)+$O$15*D287*F913,IF(ROW(B287)=ROW($B$30),$O$15*D287*F913,0))))","v":0},100000,{"$f":"IF(B287>$O$6,0,IF(B287<$O$5,0,IF(ROW(B287)>ROW($B$30),OFFSET(INDIRECT(ADDRESS(ROW(), COLUMN())),-1,0)+$O$15*D287*H913,IF(ROW(B287)=ROW($B$30),$O$15*D287*H913,0))))","v":0},100000,{"$f":"IF(B287>$O$6,0,IF(B287<$O$5,0,IF(ROW(B287)>ROW($B$30),OFFSET(INDIRECT(ADDRESS(ROW(), COLUMN())),-1,0)+$O$15*D287*J913,IF(ROW(B287)=ROW($B$30),$O$15*D287*J913,0))))","v":0},100000,{"$f":"IF(B287>$O$6,0,IF(B287<$O$5,0,IF(ROW(B287)>ROW($B$30),OFFSET(INDIRECT(ADDRESS(ROW(), COLUMN())),-1,0)+$O$15*D287*L913,IF(ROW(B287)=ROW($B$30),$O$15*D287*L913,0))))","v":0},100000,{"$f":"IF(B287>$O$6,0,IF(B287<$O$5,0,IF(ROW(B287)>ROW($B$30),OFFSET(INDIRECT(ADDRESS(ROW(), COLUMN())),-1,0)+$O$15*D287*N913,IF(ROW(B287)=ROW($B$30),$O$15*D287*N913,0))))","v":0},100000,{"$f":"IF(B287>$O$6,0,IF(B287<$O$5,0,IF(ROW(B287)>ROW($B$30),OFFSET(INDIRECT(ADDRESS(ROW(), COLUMN())),-1,0)+$O$15*D287*P913,IF(ROW(B287)=ROW($B$30),$O$15*D287*P913,0))))","v":0},100000,{"$f":"IF(B287>$O$6,0,IF(B287<$O$5,0,IF(ROW(B287)>ROW($B$30),OFFSET(INDIRECT(ADDRESS(ROW(), COLUMN())),-1,0)+$O$15*D287*R913,IF(ROW(B287)=ROW($B$30),$O$15*D287*R913,0))))","v":0},100000,{"$f":"IF(B287>$O$6,0,IF(B287<$O$5,0,IF(ROW(B287)>ROW($B$30),OFFSET(INDIRECT(ADDRESS(ROW(), COLUMN())),-1,0)+$O$15*D287*T913,IF(ROW(B287)=ROW($B$30),$O$15*D287*T913,0))))","v":0},100000,{"$f":"IF(B287>$O$6,0,IF(B287<$O$5,0,IF(ROW(B287)>ROW($B$30),OFFSET(INDIRECT(ADDRESS(ROW(), COLUMN())),-1,0)+$O$15*D287*V913,IF(ROW(B287)=ROW($B$30),$O$15*D287*V913,0))))","v":0},100000,{"$f":"IF(B287>$O$6,0,IF(B287<$O$5,0,IF(ROW(B287)>ROW($B$30),OFFSET(INDIRECT(ADDRESS(ROW(), COLUMN())),-1,0)+$O$15*D287*X913,IF(ROW(B287)=ROW($B$30),$O$15*D287*X913,0))))","v":0},100000,{"$f":"IF(B287>$O$6,0,IF(B287<$O$5,0,IF(ROW(B287)>ROW($B$30),OFFSET(INDIRECT(ADDRESS(ROW(), COLUMN())),-1,0)+$O$15*D287*Z913,IF(ROW(B287)=ROW($B$30),$O$15*D287*Z913,0))))","v":0},100000,{"$f":"IF(B287>$O$6,0,IF(B287<$O$5,0,IF(ROW(B287)>ROW($B$30),OFFSET(INDIRECT(ADDRESS(ROW(), COLUMN())),-1,0)+$O$15*D287*AB913,IF(ROW(B287)=ROW($B$30),$O$15*D287*AB913,0))))","v":0},100000,{"$f":"IF(B287>$O$6,0,IF(B287<$O$5,0,IF(ROW(B287)>ROW($B$30),OFFSET(INDIRECT(ADDRESS(ROW(), COLUMN())),-1,0)+$O$15*D287*AD913,IF(ROW(B287)=ROW($B$30),$O$15*D287*AD913,0))))","v":0}]
[null,100000,0,100000,0,100000,0,100000,0,100000,0,100000,0,100000,0,100000,0,100000,0,100000,0,100000,0,100000,0,100000,0,100000,0,100000,0]
[null,100000,0,100000,0,100000,0,100000,0,100000,0,100000,0,100000,0,100000,0,100000,0,100000,0,100000,0,100000,0,100000,0,100000,0,100000,0]
[null,100000,0,100000,0,100000,0,100000,0,100000,0,100000,0,100000,0,100000,0,100000,0,100000,0,100000,0,100000,0,100000,0,100000,0,100000,0]
[null,100000,0,100000,0,100000,0,100000,0,100000,0,100000,0,100000,0,100000,0,100000,0,100000,0,100000,0,100000,0,100000,0,100000,0,100000,0]
[null,100000,0,100000,0,100000,0,100000,0,100000,0,100000,0,100000,0,100000,0,100000,0,100000,0,100000,0,100000,0,100000,0,100000,0,100000,0]
[null,100000,0,100000,0,100000,0,100000,0,100000,0,100000,0,100000,0,100000,0,100000,0,100000,0,100000,0,100000,0,100000,0,100000,0,100000,0]
[null,100000,0,100000,0,100000,0,100000,0,100000,0,100000,0,100000,0,100000,0,100000,0,100000,0,100000,0,100000,0,100000,0,100000,0,100000,0]
[null,100000,0,100000,0,100000,0,100000,0,100000,0,100000,0,100000,0,100000,0,100000,0,100000,0,100000,0,100000,0,100000,0,100000,0,100000,0]
[null,100000,0,100000,0,100000,0,100000,0,100000,0,100000,0,100000,0,100000,0,100000,0,100000,0,100000,0,100000,0,100000,0,100000,0,100000,0]
[null,100000,0,100000,0,100000,0,100000,0,100000,0,100000,0,100000,0,100000,0,100000,0,100000,0,100000,0,100000,0,100000,0,100000,0,100000,0]
[null,100000,0,100000,0,100000,0,100000,0,100000,0,100000,0,100000,0,100000,0,100000,0,100000,0,100000,0,100000,0,100000,0,100000,0,100000,0]
[null,100000,0,100000,0,100000,0,100000,0,100000,0,100000,0,100000,0,100000,0,100000,0,100000,0,100000,0,100000,0,100000,0,100000,0,100000,0]
[null,100000,0,100000,0,100000,0,100000,0,100000,0,100000,0,100000,0,100000,0,100000,0,100000,0,100000,0,100000,0,100000,0,100000,0,100000,0]
[null,100000,0,100000,0,100000,0,100000,0,100000,0,100000,0,100000,0,100000,0,100000,0,100000,0,100000,0,100000,0,100000,0,100000,0,100000,0]
[null,100000,0,100000,0,100000,0,100000,0,100000,0,100000,0,100000,0,100000,0,100000,0,100000,0,100000,0,100000,0,100000,0,100000,0,100000,0]
[null,100000,0,100000,0,100000,0,100000,0,100000,0,100000,0,100000,0,100000,0,100000,0,100000,0,100000,0,100000,0,100000,0,100000,0,100000,0]
[null,100000,0,100000,0,100000,0,100000,0,100000,0,100000,0,100000,0,100000,0,100000,0,100000,0,100000,0,100000,0,100000,0,100000,0,100000,0]
[null,100000,0,100000,0,100000,0,100000,0,100000,0,100000,0,100000,0,100000,0,100000,0,100000,0,100000,0,100000,0,100000,0,100000,0,100000,0]
[null,100000,0,100000,0,100000,0,100000,0,100000,0,100000,0,100000,0,100000,0,100000,0,100000,0,100000,0,100000,0,100000,0,100000,0,100000,0]
[null,100000,0,100000,0,100000,0,100000,0,100000,0,100000,0,100000,0,100000,0,100000,0,100000,0,100000,0,100000,0,100000,0,100000,0,100000,0]
[null,100000,0,100000,0,100000,0,100000,0,100000,0,100000,0,100000,0,100000,0,100000,0,100000,0,100000,0,100000,0,100000,0,100000,0,100000,0]
[null,100000,0,100000,0,100000,0,100000,0,100000,0,100000,0,100000,0,100000,0,100000,0,100000,0,100000,0,100000,0,100000,0,100000,0,100000,0]
[null,100000,0,100000,0,100000,0,100000,0,100000,0,100000,0,100000,0,100000,0,100000,0,100000,0,100000,0,100000,0,100000,0,100000,0,100000,0]
[null,100000,0,100000,0,100000,0,100000,0,100000,0,100000,0,100000,0,100000,0,100000,0,100000,0,100000,0,100000,0,100000,0,100000,0,100000,0]
[null,100000,0,100000,0,100000,0,100000,0,100000,0,100000,0,100000,0,100000,0,100000,0,100000,0,100000,0,100000,0,100000,0,100000,0,100000,0]
[null,100000,0,100000,0,100000,0,100000,0,100000,0,100000,0,100000,0,100000,0,100000,0,100000,0,100000,0,100000,0,100000,0,100000,0,100000,0]
[null,100000,0,100000,0,100000,0,100000,0,100000,0,100000,0,100000,0,100000,0,100000,0,100000,0,100000,0,100000,0,100000,0,100000,0,100000,0]
[null,100000,0,100000,0,100000,0,100000,0,100000,0,100000,0,100000,0,100000,0,100000,0,100000,0,100000,0,100000,0,100000,0,100000,0,100000,0]
[null,100000,0,100000,0,100000,0,100000,0,100000,0,100000,0,100000,0,100000,0,100000,0,100000,0,100000,0,100000,0,100000,0,100000,0,100000,0]
[null,100000,0,100000,0,100000,0,100000,0,100000,0,100000,0,100000,0,100000,0,100000,0,100000,0,100000,0,100000,0,100000,0,100000,0,100000,0]
[null,100000,0,100000,0,100000,0,100000,0,100000,0,100000,0,100000,0,100000,0,100000,0,100000,0,100000,0,100000,0,100000,0,100000,0,100000,0]
[null,100000,0,100000,0,100000,0,100000,0,100000,0,100000,0,100000,0,100000,0,100000,0,100000,0,100000,0,100000,0,100000,0,100000,0,100000,0]
[null,100000,0,100000,0,100000,0,100000,0,100000,0,100000,0,100000,0,100000,0,100000,0,100000,0,100000,0,100000,0,100000,0,100000,0,100000,0]
[null,100000,0,100000,0,100000,0,100000,0,100000,0,100000,0,100000,0,100000,0,100000,0,100000,0,100000,0,100000,0,100000,0,100000,0,100000,0]
[null,100000,0,100000,0,100000,0,100000,0,100000,0,100000,0,100000,0,100000,0,100000,0,100000,0,100000,0,100000,0,100000,0,100000,0,100000,0]
[null,100000,0,100000,0,100000,0,100000,0,100000,0,100000,0,100000,0,100000,0,100000,0,100000,0,100000,0,100000,0,100000,0,100000,0,100000,0]
[null,100000,0,100000,0,100000,0,100000,0,100000,0,100000,0,100000,0,100000,0,100000,0,100000,0,100000,0,100000,0,100000,0,100000,0,100000,0]
[null,100000,0,100000,0,100000,0,100000,0,100000,0,100000,0,100000,0,100000,0,100000,0,100000,0,100000,0,100000,0,100000,0,100000,0,100000,0]
[null,100000,0,100000,0,100000,0,100000,0,100000,0,100000,0,100000,0,100000,0,100000,0,100000,0,100000,0,100000,0,100000,0,100000,0,100000,0]
[null,100000,0,100000,0,100000,0,100000,0,100000,0,100000,0,100000,0,100000,0,100000,0,100000,0,100000,0,100000,0,100000,0,100000,0,100000,0]
[null,100000,0,100000,0,100000,0,100000,0,100000,0,100000,0,100000,0,100000,0,100000,0,100000,0,100000,0,100000,0,100000,0,100000,0,100000,0]
[null,100000,0,100000,0,100000,0,100000,0,100000,0,100000,0,100000,0,100000,0,100000,0,100000,0,100000,0,100000,0,100000,0,100000,0,100000,0]
[null,100000,0,100000,0,100000,0,100000,0,100000,0,100000,0,100000,0,100000,0,100000,0,100000,0,100000,0,100000,0,100000,0,100000,0,100000,0]

{"sheet":"1b. Original Design Plot","index":1,"n_rows":27,"n_cols":16,"rows_kept":27,"cut":false,"hidden":false,"merged":[[26,15,27,18]]}
{"$rows_empty":26}
[{"$nulls":15},"This plot is generated automatically from the tab \"1a. Original Design\""]

{"sheet":"2a. Proposed Design","index":2,"n_rows":956,"n_cols":31,"rows_kept":956,"cut":false,"hidden":false,"merged":[[24,17,24,18],[0,9,0,11],[1,9,1,11],[0,0,0,1],[0,6,3,7],[2,8,2,11],[3,8,3,11],[22,5,22,6]]}
["Proposed Riverine Design -- CASE S3",{"$nulls":5},"Please use this template to calculate the metrics for your proposed system design. All changes made will be highlighted in red. Use the tab (\"2c. Summary of changes\") to document the values changed.",null,null,"Add in J2 Control number",null,null,null,"LCOE calculation",null,null,null,"Factors: material, manufacturing, and installation (dimensionless)"]
["M1",{"$f":"C24","v":0.37957276055159994},"--",{"$nulls":6},"……",null,null,null,"LCOE original",{"$f":"O12","v":0.16708998124933},"$/kWh",null,null,"Material","Material factor ft"]
["M2",{"$f":"G21","v":3.3305702155207723E-4},"m2/kg",{"$nulls":5},"Brown numbers = input data",{"$nulls":4},"LCOE target",{"$f":"0.065","v":6.5000000000000002E-2},"$/kWh",null,null,"Aluminum alloys",{"$f":"8/$O$4","v":4}]
["LCOE",{"$f":"O12","v":0.16708998124933},"$/kWh",{"$nulls":5},"Black numbers =  result of equations",{"$nulls":4},"Csref (Steel ref)",{"$f":"2","v":2},"$/kg",null,null,"Brass (70Cu30Zn, annealed)",{"$f":"2.2/$O$4","v":1.1000000000000001}]
["LCOE target",{"$f":"O3","v":6.5000000000000002E-2},"$/kWh",{"$nulls":10},"vCutIn",{"$f":"0.5","v":0.5},"m/s",null,null,"CFRP Laminate (carbon fiber reinforced polymer)",{"$f":"160/$O$4","v":80}]
[{"$nulls":5},"M2 calculation",{"$nulls":7},"vCutOut",{"$f":"2.85","v":2.85},"m/s",null,null,"Copper alloys",{"$f":"3/$O$4","v":1.5}]
[{"$nulls":13},"FCR",{"$f":"0.082","v":8.2000000000000003E-2},"1/yr",null,null,"GFRP Laminate (glass-fiber reinforced plastic or fiberglass)",{"$f":"8/$O$4","v":4}]
["M1 calculation",{"$nulls":4},"j","Component","mj  (kg)","ftj","fmj","fij","mcj (kg)",null,"Per (rated power)",{"$f":"100000","v":100000},"We",null,null,"Lead alloys",{"$f":"1.2/$O$4","v":0.6}]
[{"$nulls":5},1,"Rotor (blades, hub)",{"$f":"I9*(1+J9+K9)*L9","v":30056.294035200001},{"$f":"T7","v":4},{"$f":"T16","v":2.8006600000000001},{"$f":"U16","v":6.3649999999999998E-2},{"$f":"1944.48","v":1944.48},null,"OpExPerKW",{"$f":"197","v":197},"$/kW/yr",null,null,"Nickel alloys",{"$f":"6/$O$4","v":3}]
["Water density","ρ",{"$f":"1000","v":1000},"kg/m3",null,2,"Nacelle (generator, drive-train, PTO, yaw, bearings, pitch…)",{"$f":"I10*(1+J10+K10)*L10","v":27029.032224300001},{"$f":"T12","v":1},{"$f":"T17","v":2.8006600000000001},6.3649999999999998E-2,{"$f":"6994.53","v":6994.53},null,"OpEx",{"$f":"O9*O8/1000","v":19700},"$/yr",null,null,"Pre-stressed concrete",{"$f":"0.6/$O$4","v":0.3}]
["Swept rotor area","Ar",{"$f":"61.44","v":61.44},"m2",null,3,"Structure (tower, cross-arm, columns...)",{"$f":"I11*(1+J11+K11)*L11","v":31174.936993200008},{"$f":"T12","v":1},8.0323600000000006,6.3649999999999998E-2,{"$f":"3427.32","v":3427.32},null,"CapEx",{"$f":"H20*O4","v":368945.83224028},"$",null,null,"Titanium alloys",{"$f":"45/$O$4","v":22.5}]
["Water speed below rated","V1",{"$f":"1.5","v":1.5},"m/s",null,4,"Floating system (floaters, ballast…)",37105.537866000006,{"$f":"T12","v":1},7.83725,6.3649999999999998E-2,{"$f":"4168.74","v":4168.74},null,"LCOE",{"$f":"($O$7*$O$11+$O$10)/$O$23","v":0.16708998124933},"$/kWh",null,null,"Steel of reference, to calculate ft factors",{"$f":"2/$O$4","v":1}]
["Water power at V1","Pw1",{"$f":"0.5*C10*C11*C12^3","v":103680},"W",null,5,"Mooring system (ropes, connection…)",{"$f":"I13*(1+J13+K13)*L13","v":1906.6943192000001},{"$f":"T12","v":1},1.72207,0.11747,{"$f":"671.48","v":671.48},null,"indVin",{"$f":"IF(O5=B30,ROW(B30),ROW(B30)+MATCH(O5,B30:B270))-1","v":40},"--"]
["Electrical power at V1","Pe1",{"$f":"0.5*C10*C11*C12^3*C21*C22","v":39354.103813989881},"We",null,6,"Anchoring/foundation system",{"$f":"I14*(1+J14+K14)*L14","v":57200.420682240001},{"$f":"T10","v":0.3},1.72207,0.11747,{"$f":"67147.52","v":67147.520000000004},null,"indVoff",{"$f":"IF(O6=B30,ROW(B30),ROW(B30)+MATCH(O6,B30:B270))","v":88},"--"]
["Generator losses","Lg",{"$f":"0.03","v":0.03},"p.u.",{"$nulls":9},"nHoursYear",{"$f":"8760","v":8760},"hr/yr",null,"j","Component (j = 1 to 7)","Manufacturing factor fm","Installation factor fi"]
["Drive-train losses","Ldt",{"$f":"0.035","v":3.5000000000000003E-2},"p.u.",{"$nulls":9},"interval",{"$f":"0.05","v":0.05},"--",null,1,{"$f":"G9","v":"Rotor (blades, hub)"},{"$f":"2.80066","v":2.8006600000000001},{"$f":"0.06365","v":6.3649999999999998E-2}]
["Wake effect losses","Lw",{"$f":"0","v":0},"p.u.",{"$nulls":9},"kk",{"$f":"1/O16","v":20},"--",null,2,{"$f":"G10","v":"Nacelle (generator, drive-train, PTO, yaw, bearings, pitch…)"},{"$f":"2.80066","v":2.8006600000000001},{"$f":"0.06365","v":6.3649999999999998E-2}]
["Electrical losses","Le",{"$f":"0","v":0},"p.u.",{"$nulls":9},"nV0",{"$f":"COUNT(B30:B320)","v":291},"--",null,3,"Structure (tower, cross-arm, columns...)",{"$f":"8.03236","v":8.0323600000000006},{"$f":"0.06365","v":6.3649999999999998E-2}]
["Other losses","Lo",{"$f":"1-(0.99*0.98)","v":2.9800000000000049E-2},"p.u.",{"$nulls":9},"meanWaterVel",{"$f":"SUMPRODUCT(B30:B330,O30:O330)","v":1.3095500000000004},"m/s",null,4,"Floating system (floaters, ballast…)",{"$f":"7.83725","v":7.83725},{"$f":"0.06365","v":6.3649999999999998E-2}]
["Water turbine availavility","Av",{"$f":"0.9288","v":0.92879999999999996},"p.u.",null,null,"Meq",{"$f":"SUM(H9:H19)","v":184472.91612014},"kg",{"$nulls":4},"ratedWaterVel",{"$f":"INDIRECT(ADDRESS(ROW(E29)+MATCH(O8,E30:E330,0),COLUMN(B29)))","v":2.0500000000000007},"m/s",null,5,"Mooring system (ropes, connection…)",{"$f":"1.72207","v":1.72207},{"$f":"0.11747","v":0.11747}]
["Max. power coefficient","Cp",{"$f":"0.45","v":0.45},"p.u.",null,"M2",{"$f":"C11/H20","v":3.3305702155207723E-4},"m2/kg",{"$nulls":5},"WhYear",{"$f":"MAX(F30:F320)","v":298962019.56694686},"Wh/yr",null,6,"Anchoring/foundation system",{"$f":"1.72207","v":1.72207},{"$f":"0.11747","v":0.11747}]
["Electromechanical eff.","µ",{"$f":"(1-C15)*(1-C16)*(1-C17)*(1-C18)*(1-C19)*C20","v":0.84349502344799987},"p.u.",{"$nulls":9},"CF",{"$f":"O21/(O15*O8)*100","v":34.128084425450552},"%"]
["Water-to-electron eff.","Pe1/Pw1",{"$f":"C14/C13","v":0.37957276055159994},"p.u.",null,"Average cross section in this site, meanCS, (m2)",null,{"$f":"H24*H25","v":9600},{"$nulls":5},"AEP",{"$f":"O15*O8*(O22/100)/1000","v":298962.01956694678},"kWh/yr"]
[null,"M1",{"$f":"C21*C22","v":0.37957276055159994},"--",null,"meanWidth","Average width (m)",{"$f":"800","v":800}]
[{"$nulls":5},"meanDepth","Average depth (m)",{"$f":"12","v":12},{"$nulls":9},"Cost of electrical lines (intra-farm and farm to shore) and substation are excluded"]
[]
[]
["LCOE calculations (should not need to change anything below this row)"]
[null,"V0","Pwater","h1","Pelec","WhYear",null,null,"Proposed S3 LCOE","Target S3 LCOE",null,null,null,"Speed (m/s)","Time","Site (River): Mississippi River at Baton Rouge, in Louisiana"]
[null,0,{"$f":"0.5*$C$10*$C$11*(B30)^3","v":0},{"$f":"IF(B30<$O$5,0,IF(B30>$O$6, 0,O30))","v":0},{"$f":"IF(B30<$O$5,0,IF(C30*$C$24>$O$8,$O$8,C30*$C$24))","v":0},{"$f":"IF(B30>$O$6,0,IF(B30<$O$5,0,IF(ROW(B30)>ROW($B$30),OFFSET(INDIRECT(ADDRESS(ROW(), COLUMN())),-1,0)+$O$15*D30*E30,IF(ROW(B30)=ROW($B$30),$O$15*D30*E30,0))))","v":0},null,"M1","M2","M2",null,null,null,0,0]
[null,{"$f":"B30+$O$16","v":0.05},{"$f":"0.5*$C$10*$C$11*(B31)^3","v":3.8400000000000007},{"$f":"IF(B31<$O$5,0,IF(B31>$O$6, 0,O31))","v":0},0,0,null,{"$f":"B341","v":0.1},{"$f":"B336","v":614400},{"$f":"B649","v":614400},null,null,null,0.05,0]
[null,0.1,30.720000000000006,0,0,0,null,{"$f":"D341","v":0.11601293999999999},{"$f":"D336","v":614400},{"$f":"D649","v":614400},null,null,null,0.1,0]
[null,0.15000000000000002,103.68000000000004,0,0,0,null,{"$f":"F341","v":0.13459002},{"$f":"F336","v":614400},{"$f":"F649","v":614400},null,null,null,0.15,0]
[null,0.2,245.76000000000005,0,0,0,null,{"$f":"H341","v":0.15614184},{"$f":"H336","v":3.6895294574842449E-3},{"$f":"H649","v":614400},null,null,null,0.2,0]
[null,0.25,480,0,0,0,null,{"$f":"J341","v":0.18114473},{"$f":"J336","v":1.6122193746189394E-3},{"$f":"J649","v":614400},null,null,null,0.25,0]
[null,0.3,829.43999999999994,0,0,0,null,{"$f":"L341","v":0.21015133},{"$f":"L336","v":9.8684599088651984E-4},{"$f":"L649","v":614400},null,null,null,0.3,0]
[null,0.35,1317.1199999999997,0,0,0,null,{"$f":"N341","v":0.24380273},{"$f":"N336","v":6.879293038816077E-4},{"$f":"N649","v":614400},null,null,null,0.35,0]
[null,0.39999999999999997,1966.0799999999997,0,0,0,null,{"$f":"P341","v":0.28284271},{"$f":"P336","v":5.1532331991170405E-4},{"$f":"P649","v":614400},null,null,null,0.4,0]
[null,0.44999999999999996,2799.3599999999992,0,0,0,null,{"$f":"R341","v":0.32813414000000002},{"$f":"R336","v":4.0564450796826964E-4},{"$f":"R649","v":614400},null,null,null,0.45,7.5000000000000002E-4]
[null,0.49999999999999994,3839.9999999999986,1.5E-3,1457.5594005181433,19152.330522808403,null,{"$f":"T341","v":0.38067805999999998},{"$f":"T336","v":3.3188676651960076E-4},{"$f":"T649","v":614400},null,null,null,0.5,1.5E-3]
[null,0.54999999999999993,5111.0399999999981,7.5000000000000015E-3,1940.0115620896486,146611.09015209833,null,{"$f":"V341","v":0.44163581000000002},{"$f":"V336","v":2.7987833214974662E-4},{"$f":"V649","v":5.118136802391037E-3},null,null,null,0.55000000000000004,7.5000000000000015E-3]
[null,0.6,6635.5199999999995,1.3500000000000002E-2,2518.6626440953523,444468.13444281474,null,{"$f":"X341","v":0.51235467999999995},{"$f":"X336","v":2.4170177868799742E-4},{"$f":"X649","v":2.4100913924967209E-3},null,null,null,0.6,1.3500000000000002E-2]
[null,0.65,8436.4800000000014,2.0999999999999998E-2,3202.2580029383626,1033555.5166633559,null,{"$f":"Z341","v":0.59439772000000002},{"$f":"Z336","v":2.1287160598976865E-4},{"$f":"Z649","v":1.5800284497084521E-3},null,null,null,0.65,2.0999999999999998E-2]
[null,0.70000000000000007,10536.960000000003,2.8499999999999998E-2,3999.5429950217876,2032081.4208004952,null,{"$f":"AB341","v":0.68957826},{"$f":"AB336","v":1.9028601450891386E-4},{"$f":"AB649","v":1.1767403820926706E-3},null,null,null,0.7,2.8499999999999998E-2]
[null,0.75000000000000011,12960.000000000007,3.7249999999999998E-2,4919.2629767487379,3637286.1227433756,null,{"$f":"AD341","v":0.8},{"$f":"AD336","v":1.719998834699147E-4},{"$f":"AD649","v":9.3707524068614983E-4},null,null,null,0.75,3.7249999999999998E-2]
[null,0.80000000000000016,15728.640000000007,4.5999999999999999E-2,5970.1633045223198,6043023.1279336894,{"$nulls":7},0.8,4.5999999999999999E-2]
[null,0.8500000000000002,18865.920000000013,4.8625000000000002E-2,7160.9893347456455,9093282.3400152717,{"$nulls":7},0.85,4.8625000000000002E-2]
[null,0.90000000000000024,22394.880000000016,5.1249999999999997E-2,8500.4864238218197,12909575.719990078,{"$nulls":7},0.9,5.1249999999999997E-2]
[null,0.95000000000000029,26338.560000000023,4.8625000000000002E-2,9997.3999281539564,17168018.206386898,{"$nulls":7},0.95,4.8625000000000002E-2]
[null,1.0000000000000002,30720.000000000022,4.5999999999999999E-2,11660.475204145159,21866723.294649232,null,null,"M1","M2",null,null,null,1,4.5999999999999999E-2]
[null,1.0500000000000003,35562.240000000027,4.2499999999999996E-2,13498.45760819854,26892199.062181547,null,"Betz × 1",0.59299999999999997,0,null,null,null,1.05,4.2499999999999996E-2]
[null,1.1000000000000003,40888.320000000036,3.9E-2,15520.092496717209,32194483.462760016,null,null,0.59299999999999997,5.0000000000000001E-3,null,null,null,1.1000000000000001,3.9E-2]
[null,1.1500000000000004,46721.28000000005,3.7249999999999998E-2,17734.125226104275,37981305.865290105,{"$nulls":7},1.1499999999999999,3.7249999999999998E-2]
[null,1.2000000000000004,53084.160000000054,3.5499999999999997E-2,20149.301152762841,44247335.537776291,{"$nulls":7},1.2,3.5499999999999997E-2]
[null,1.2500000000000004,60000.000000000058,3.3500000000000002E-2,22774.365633096018,50930700.87646465,{"$nulls":7},1.25,3.3500000000000002E-2]
[null,1.3000000000000005,67491.840000000069,3.15E-2,25618.064023506922,57999749.463111147,{"$nulls":7},1.3,3.15E-2]
[null,1.3500000000000005,75582.720000000088,0.03,28689.141680398658,65539255.896719918,{"$nulls":7},1.35,0.03]
[null,1.4000000000000006,84295.680000000109,2.8499999999999998E-2,31996.343960174334,73527463.129817039,{"$nulls":7},1.4,2.8499999999999998E-2]
[null,1.4500000000000006,93653.760000000126,2.775E-2,35548.416219237057,82168927.628551379,{"$nulls":7},1.45,2.775E-2]
[null,1.5000000000000007,103680.00000000012,2.7000000000000003E-2,39354.103813989925,91476960.262636274,{"$nulls":7},1.5,2.7000000000000003E-2]
[null,1.5500000000000007,114397.44000000015,2.6750000000000003E-2,43422.15210083608,101652073.16442519,{"$nulls":7},1.55,2.6750000000000003E-2]
[null,1.6000000000000008,125829.12000000017,2.6500000000000003E-2,47761.306436178602,112739382.8405197,{"$nulls":7},1.6,2.6500000000000003E-2]
[null,1.6500000000000008,137998.08000000022,2.4750000000000001E-2,52380.312176420615,124095958.32348946,{"$nulls":7},1.65,2.4750000000000001E-2]
[null,1.7000000000000008,150927.36000000022,2.3E-2,57287.914677965207,135638327.37280589,{"$nulls":7},1.7,2.3E-2]
[null,1.7500000000000009,164640.00000000023,2.3125E-2,62492.859297215502,148297818.34493932,{"$nulls":7},1.75,2.3125E-2]
[null,1.8000000000000009,179159.04000000027,2.325E-2,68003.891390574616,162148170.90445766,{"$nulls":7},1.8,2.325E-2]
[null,1.850000000000001,194507.52000000031,2.1624999999999998E-2,73829.756314445651,176134110.79188466,{"$nulls":7},1.85,2.1624999999999998E-2]
[null,1.900000000000001,210708.48000000033,0.02,79979.199425231709,190146466.53118527,{"$nulls":7},1.9,0.02]
[null,1.9500000000000011,227784.96000000037,1.9E-2,86460.966079335907,204537029.72542995,{"$nulls":7},1.95,1.9E-2]
[null,2.0000000000000009,245760.00000000032,1.7999999999999999E-2,93283.801633161318,219246019.56694683,{"$nulls":7},2,1.7999999999999999E-2]
[null,2.0500000000000007,264656.64000000031,1.6125E-2,100000,233371519.56694683,{"$nulls":7},2.0499999999999998,1.6125E-2]
[null,2.1000000000000005,284497.92000000022,1.4249999999999999E-2,100000,245854519.56694683,{"$nulls":7},2.1,1.4249999999999999E-2]
[null,2.1500000000000004,305306.88000000012,1.2125E-2,100000,256476019.56694683,{"$nulls":7},2.15,1.2125E-2]
[null,2.2000000000000002,327106.56000000011,0.01,100000,265236019.56694683,{"$nulls":7},2.2000000000000002,0.01]
[null,2.25,349920,8.1250000000000003E-3,100000,272353519.56694686,{"$nulls":7},2.25,8.1250000000000003E-3]
[null,2.2999999999999998,373770.23999999987,6.2500000000000003E-3,100000,277828519.56694686,{"$nulls":7},2.2999999999999998,6.2500000000000003E-3]
[null,2.3499999999999996,398680.31999999983,5.0000000000000001E-3,100000,282208519.56694686,{"$nulls":7},2.35,5.0000000000000001E-3]
[null,2.3999999999999995,424673.27999999968,3.7499999999999999E-3,100000,285493519.56694686,{"$nulls":7},2.4,3.7499999999999999E-3]
[null,2.4499999999999993,451772.15999999963,3.1250000000000002E-3,100000,288231019.56694686,{"$nulls":7},2.4500000000000002,3.1250000000000002E-3]
[null,2.4999999999999991,479999.99999999953,2.5000000000000001E-3,100000,290421019.56694686,{"$nulls":7},2.5,2.5000000000000001E-3]
[null,2.5499999999999989,509379.83999999927,2.2500000000000003E-3,100000,292392019.56694686,{"$nulls":7},2.5499999999999998,2.2500000000000003E-3]
[null,2.5999999999999988,539934.71999999927,2E-3,100000,294144019.56694686,{"$nulls":7},2.6,2E-3]
[null,2.6499999999999986,571687.67999999912,2E-3,100000,295896019.56694686,{"$nulls":7},2.65,2E-3]
[null,2.6999999999999984,604661.75999999885,2E-3,100000,297648019.56694686,{"$nulls":7},2.7,2E-3]
[null,2.7499999999999982,638879.99999999884,1.1250000000000001E-3,100000,298633519.56694686,{"$nulls":7},2.75,1.1250000000000001E-3]
[null,2.799999999999998,674365.43999999866,2.5000000000000001E-4,100000,298852519.56694686,{"$nulls":7},2.8,2.5000000000000001E-4]
[null,2.8499999999999979,711141.11999999837,1.25E-4,100000,298962019.56694686,{"$nulls":7},2.85,1.25E-4]
[null,2.8999999999999977,749230.0799999981,0,100000,0,{"$nulls":7},2.9,0]
[null,2.9499999999999975,788655.35999999789,0,100000,0,{"$nulls":7},2.95,0]
[null,2.9999999999999973,829439.99999999779,0,100000,0,{"$nulls":7},3,0]
[null,3.0499999999999972,871607.03999999759,0,100000,0,{"$nulls":7},3.05,0]
[null,3.099999999999997,915179.51999999734,0,100000,0,{"$nulls":7},3.1,0]
[null,3.1499999999999968,960180.47999999707,0,100000,0,{"$nulls":7},3.15,0]
[null,3.1999999999999966,1006632.9599999969,0,{"$f":"IF(B94<$O$5,0,IF(C94*$C$24>$O$8,$O$8,C94*$C$24))","v":100000},{"$f":"IF(B94>$O$6,0,IF(B94<$O$5,0,IF(ROW(B94)>ROW($B$30),OFFSET(INDIRECT(ADDRESS(ROW(), COLUMN())),-1,0)+$O$15*D94*E94,IF(ROW(B94)=ROW($B$30),$O$15*D94*E94,0))))","v":0},{"$nulls":7},3.2,0]
[null,{"$f":"B94+$O$16","v":3.2499999999999964},{"$f":"0.5*$C$10*$C$11*(B95)^3","v":1054559.9999999965},{"$f":"IF(B95<$O$5,0,IF(B95>$O$6, 0,O95))","v":0},100000,0,{"$nulls":7},3.25,0]
[null,3.2999999999999963,1103984.6399999962,0,100000,0,{"$nulls":7},3.3,0]
[null,3.3499999999999961,1154929.919999996,0,100000,0,{"$nulls":7},3.35,0]
[null,3.3999999999999959,1207418.8799999957,0,100000,0,{"$nulls":7},3.4,0]
[null,3.4499999999999957,1261474.5599999954,0,100000,0,{"$nulls":7},3.45,0]
[null,3.4999999999999956,1317119.9999999949,0,100000,0,{"$nulls":7},3.5,0]
[null,3.5499999999999954,1374378.2399999946,0,100000,0,{"$nulls":7},3.55,0]
[null,3.5999999999999952,1433272.3199999942,0,100000,0,{"$nulls":7},3.6,0]
[null,3.649999999999995,1493825.279999994,0,100000,0,{"$nulls":7},3.65,0]
[null,3.6999999999999948,1556060.1599999936,0,100000,0,{"$nulls":7},3.7,0]
[null,3.7499999999999947,1619999.9999999932,0,100000,0,{"$nulls":7},3.75,0]
[null,3.7999999999999945,1685667.8399999929,0,100000,0,{"$nulls":7},3.8,0]
[null,3.8499999999999943,1753086.7199999923,0,100000,0,{"$nulls":7},3.85,0]
[null,3.8999999999999941,1822279.6799999918,0,100000,0,{"$nulls":7},3.9,0]
[null,3.949999999999994,1893269.7599999914,0,100000,0,{"$nulls":7},3.95,0]
[null,3.9999999999999938,1966079.9999999909,0,100000,0,{"$nulls":7},4,0]
[null,4.0499999999999936,2040733.4399999902,0,100000,0,{"$nulls":7},4.05,0]
[null,4.0999999999999934,2117253.1199999899,0,100000,0,{"$nulls":7},4.0999999999999996,0]
[null,4.1499999999999932,2195662.0799999894,0,100000,0,{"$nulls":7},4.1500000000000004,0]
[null,4.1999999999999931,2275983.3599999882,0,100000,0,{"$nulls":7},4.2,0]
[null,4.2499999999999929,2358239.9999999884,0,100000,0,{"$nulls":7},4.25,0]
[null,4.2999999999999927,2442455.0399999875,0,100000,0,{"$nulls":7},4.3,0]
[null,4.3499999999999925,2528651.519999987,0,100000,0,{"$nulls":7},4.3499999999999996,0]
[null,4.3999999999999924,2616852.4799999865,0,100000,0,{"$nulls":7},4.4000000000000004,0]
[null,4.4499999999999922,2707080.959999986,0,100000,0,{"$nulls":7},4.45,0]
[null,4.499999999999992,2799359.9999999851,0,100000,0,{"$nulls":7},4.5,0]
[null,4.5499999999999918,2893712.6399999843,0,100000,0,{"$nulls":7},4.55,0]
[null,4.5999999999999917,2990161.9199999832,0,100000,0,{"$nulls":7},4.5999999999999996,0]
[null,4.6499999999999915,3088730.8799999827,0,100000,0,{"$nulls":7},4.6500000000000004,0]
[null,4.6999999999999913,3189442.5599999824,0,100000,0,{"$nulls":7},4.7,0]
[null,4.7499999999999911,3292319.9999999814,0,100000,0,{"$nulls":7},4.75,0]
[null,4.7999999999999909,3397386.2399999807,0,100000,0,{"$nulls":7},4.8,0]
[null,4.8499999999999908,3504664.3199999803,0,100000,0,{"$nulls":7},4.8499999999999996,0]
[null,4.8999999999999906,3614177.2799999793,0,100000,0,{"$nulls":7},4.9000000000000004,0]
[null,4.9499999999999904,3725948.1599999787,0,100000,0,{"$nulls":7},4.95,0]
[null,4.9999999999999902,3839999.9999999772,0,100000,0,{"$nulls":7},5,0]
[null,5.0499999999999901,3956355.8399999761,0,100000,0,{"$nulls":7},5.05,0]
[null,5.0999999999999899,4075038.719999976,0,100000,0,{"$nulls":7},5.0999999999999996,0]
[null,5.1499999999999897,4196071.6799999755,0,100000,0,{"$nulls":7},5.15,0]
[null,5.1999999999999895,4319477.7599999737,0,100000,0,{"$nulls":7},5.2,0]
[null,5.2499999999999893,4445279.999999973,0,100000,0,{"$nulls":7},5.25,0]
[null,5.2999999999999892,4573501.4399999725,0,100000,0,{"$nulls":7},5.3,0]
[null,5.349999999999989,4704165.1199999712,0,100000,0]
[null,5.3999999999999888,4837294.0799999703,0,100000,0]
[null,5.4499999999999886,4972911.3599999687,0,100000,0]
[null,5.4999999999999885,5111039.9999999674,0,100000,0]
[null,5.5499999999999883,5251703.0399999674,0,100000,0]
[null,5.5999999999999881,5394923.5199999651,0,100000,0]
[null,5.6499999999999879,5540724.4799999651,0,100000,0]
[null,5.6999999999999877,5689128.9599999627,0,100000,0]
[null,5.7499999999999876,5840159.9999999627,0,100000,0]
[null,5.7999999999999874,5993840.6399999605,0,100000,0]
[null,5.8499999999999872,6150193.9199999589,0,100000,0]
[null,5.899999999999987,6309242.879999958,0,100000,0]
[null,5.9499999999999869,6471010.5599999577,0,100000,0]
[null,5.9999999999999867,6635519.9999999562,0,100000,0]
[null,6.0499999999999865,6802794.2399999546,0,100000,0]
[null,6.0999999999999863,6972856.3199999528,0,100000,0]
[null,6.1499999999999861,7145729.2799999509,0,100000,0]
[null,6.199999999999986,7321436.1599999499,0,100000,0]
[null,6.2499999999999858,7499999.9999999488,0,100000,0]
[null,6.2999999999999856,7681443.8399999477,0,100000,0]
[null,6.3499999999999854,7865790.7199999448,0,100000,0]
[null,6.3999999999999853,8053063.6799999438,0,{"$f":"IF(B158<$O$5,0,IF(C158*$C$24>$O$8,$O$8,C158*$C$24))","v":100000},{"$f":"IF(B158>$O$6,0,IF(B158<$O$5,0,IF(ROW(B158)>ROW($B$30),OFFSET(INDIRECT(ADDRESS(ROW(), COLUMN())),-1,0)+$O$15*D158*E158,IF(ROW(B158)=ROW($B$30),$O$15*D158*E158,0))))","v":0}]
[null,{"$f":"B158+$O$16","v":6.4499999999999851},{"$f":"0.5*$C$10*$C$11*(B159)^3","v":8243285.7599999439},{"$f":"IF(B159<$O$5,0,IF(B159>$O$6, 0,O159))","v":0},100000,0]
[null,6.4999999999999849,8436479.9999999404,0,100000,0]
[null,6.5499999999999847,8632669.439999938,0,100000,0]
[null,6.5999999999999845,8831877.1199999377,0,100000,0]
[null,6.6499999999999844,9034126.0799999367,0,100000,0]
[null,6.6999999999999842,9239439.3599999342,0,100000,0]
[null,6.749999999999984,9447839.9999999329,0,100000,0]
[null,6.7999999999999838,9659351.0399999302,0,100000,0]
[null,6.8499999999999837,9873995.5199999306,0,100000,0]
[null,6.8999999999999835,10091796.479999928,0,100000,0]
[null,6.9499999999999833,10312776.959999926,0,100000,0]
[null,6.9999999999999831,10536959.999999925,0,100000,0]
[null,7.0499999999999829,10764368.639999922,0,100000,0]
[null,7.0999999999999828,10995025.91999992,0,100000,0]
[null,7.1499999999999826,11228954.879999919,0,100000,0]
[null,7.1999999999999824,11466178.559999917,0,100000,0]
[null,7.2499999999999822,11706719.999999914,0,100000,0]
[null,7.2999999999999821,11950602.239999911,0,100000,0]
[null,7.3499999999999819,12197848.319999909,0,100000,0]
[null,7.3999999999999817,12448481.279999908,0,100000,0]
[null,7.4499999999999815,12702524.159999905,0,100000,0]
[null,7.4999999999999813,12959999.999999903,0,100000,0]
[null,7.5499999999999812,13220931.839999901,0,100000,0]
[null,7.599999999999981,13485342.719999898,0,100000,0]
[null,7.6499999999999808,13753255.679999897,0,100000,0]
[null,7.6999999999999806,14024693.759999894,0,100000,0]
[null,7.7499999999999805,14299679.999999892,0,100000,0]
[null,7.7999999999999803,14578237.43999989,0,100000,0]
[null,7.8499999999999801,14860389.119999889,0,100000,0]
[null,7.8999999999999799,15146158.079999885,0,100000,0]
[null,7.9499999999999797,15435567.359999884,0,100000,0]
[null,7.9999999999999796,15728639.999999879,0,100000,0]
[null,8.0499999999999794,16025399.039999878,0,100000,0]
[null,8.0999999999999801,16325867.519999878,0,100000,0]
[null,8.1499999999999808,16630068.479999883,0,100000,0]
[null,8.1999999999999815,16938024.959999885,0,100000,0]
[null,8.2499999999999822,17249759.999999888,0,100000,0]
[null,8.2999999999999829,17565296.639999893,0,100000,0]
[null,8.3499999999999837,17884657.919999894,0,100000,0]
[null,8.3999999999999844,18207866.879999898,0,100000,0]
[null,8.4499999999999851,18534946.559999902,0,100000,0]
[null,8.4999999999999858,18865919.999999907,0,100000,0]
[null,8.5499999999999865,19200810.239999905,0,100000,0]
[null,8.5999999999999872,19539640.319999915,0,100000,0]
[null,8.6499999999999879,19882433.279999919,0,100000,0]
[null,8.6999999999999886,20229212.159999922,0,100000,0]
[null,8.7499999999999893,20579999.999999925,0,100000,0]
[null,8.7999999999999901,20934819.839999929,0,100000,0]
[null,8.8499999999999908,21293694.719999935,0,100000,0]
[null,8.8999999999999915,21656647.67999994,0,100000,0]
[null,8.9499999999999922,22023701.759999946,0,100000,0]
[null,8.9999999999999929,22394879.999999948,0,100000,0]
[null,9.0499999999999936,22770205.439999953,0,100000,0]
[null,9.0999999999999943,23149701.11999996,0,100000,0]
[null,9.149999999999995,23533390.079999961,0,100000,0]
[null,9.1999999999999957,23921295.359999966,0,100000,0]
[null,9.2499999999999964,24313439.99999997,0,100000,0]
[null,9.2999999999999972,24709847.039999977,0,100000,0]
[null,9.3499999999999979,25110539.519999981,0,100000,0]
[null,9.3999999999999986,25515540.479999989,0,100000,0]
[null,9.4499999999999993,25924872.959999993,0,100000,0]
[null,9.5,26338560,0,100000,0]
[null,9.5500000000000007,26756624.640000008,0,100000,0]
[null,9.6000000000000014,27179089.920000009,0,{"$f":"IF(B222<$O$5,0,IF(C222*$C$24>$O$8,$O$8,C222*$C$24))","v":100000},{"$f":"IF(B222>$O$6,0,IF(B222<$O$5,0,IF(ROW(B222)>ROW($B$30),OFFSET(INDIRECT(ADDRESS(ROW(), COLUMN())),-1,0)+$O$15*D222*E222,IF(ROW(B222)=ROW($B$30),$O$15*D222*E222,0))))","v":0}]
[null,{"$f":"B222+$O$16","v":9.6500000000000021},{"$f":"0.5*$C$10*$C$11*(B223)^3","v":27605978.880000021},{"$f":"IF(B223<$O$5,0,IF(B223>$O$6, 0,O223))","v":0},100000,0]
[null,9.7000000000000028,28037314.560000025,0,100000,0]
[null,9.7500000000000036,28473120.00000003,0,100000,0]
[null,9.8000000000000043,28913418.240000036,0,100000,0]
[null,9.850000000000005,29358232.320000045,0,100000,0]
[null,9.9000000000000057,29807585.280000053,0,100000,0]
[null,9.9500000000000064,30261500.160000056,0,100000,0]
[null,10.000000000000007,30720000.000000067,0,100000,0]
[null,10.050000000000008,31183107.840000071,0,100000,0]
[null,10.100000000000009,31650846.720000081,0,100000,0]
[null,10.150000000000009,32123239.680000089,0,100000,0]
[null,10.20000000000001,32600309.760000095,0,100000,0]
[null,10.250000000000011,33082080.000000104,0,100000,0]
[null,10.300000000000011,33568573.440000109,0,100000,0]
[null,10.350000000000012,34059813.120000124,0,100000,0]
[null,10.400000000000013,34555822.080000125,0,100000,0]
[null,10.450000000000014,35056623.360000141,0,100000,0]
[null,10.500000000000014,35562240.000000149,0,100000,0]
[null,10.550000000000015,36072695.040000156,0,100000,0]
[null,10.600000000000016,36588011.52000016,0,100000,0]
[null,10.650000000000016,37108212.480000176,0,100000,0]
[null,10.700000000000017,37633320.96000018,0,100000,0]
[null,10.750000000000018,38163360.000000186,0,100000,0]
[null,10.800000000000018,38698352.640000194,0,100000,0]
[null,10.850000000000019,39238321.92000021,0,100000,0]
[null,10.90000000000002,39783290.880000219,0,100000,0]
[null,10.950000000000021,40333282.560000233,0,100000,0]
[null,11.000000000000021,40888320.000000238,0,100000,0]
[null,11.050000000000022,41448426.240000248,0,100000,0]
[null,11.100000000000023,42013624.320000261,0,100000,0]
[null,11.150000000000023,42583937.280000269,0,100000,0]
[null,11.200000000000024,43159388.16000028,0,100000,0]
[null,11.250000000000025,43740000.000000283,0,100000,0]
[null,11.300000000000026,44325795.840000302,0,100000,0]
[null,11.350000000000026,44916798.720000312,0,100000,0]
[null,11.400000000000027,45513031.68000032,0,100000,0]
[null,11.450000000000028,46114517.760000341,0,100000,0]
[null,11.500000000000028,46721280.00000035,0,100000,0]
[null,11.550000000000029,47333341.440000363,0,100000,0]
[null,11.60000000000003,47950725.12000037,0,100000,0]
[null,11.650000000000031,48573454.080000386,0,100000,0]
[null,11.700000000000031,49201551.360000394,0,100000,0]
[null,11.750000000000032,49835040.000000402,0,100000,0]
[null,11.800000000000033,50473943.040000424,0,100000,0]
[null,11.850000000000033,51118283.520000428,0,100000,0]
[null,11.900000000000034,51768084.480000444,0,100000,0]
[null,11.950000000000035,52423368.960000463,0,100000,0]
[null,12.000000000000036,53084160.000000477,0,100000,0]
[null,12.050000000000036,53750480.640000485,0,100000,0]
[null,12.100000000000037,54422353.920000501,0,100000,0]
[null,12.150000000000038,55099802.880000517,0,100000,0]
[null,12.200000000000038,55782850.560000531,0,100000,0]
[null,12.250000000000039,56471520.000000544,0,100000,0]
[null,12.30000000000004,57165834.240000561,0,100000,0]
[null,12.350000000000041,57865816.320000574,0,100000,0]
[null,12.400000000000041,58571489.280000582,0,100000,0]
[null,12.450000000000042,59282876.1600006,0,100000,0]
[null,12.500000000000043,60000000.000000618,0,100000,0]
[null,12.550000000000043,60722883.840000622,0,100000,0]
[null,12.600000000000044,61451550.72000064,0,100000,0]
[null,12.650000000000045,62186023.680000663,0,100000,0]
[null,12.700000000000045,62926325.760000676,0,100000,0]
[null,12.750000000000046,63672480.000000685,0,100000,0]
[null,12.800000000000047,64424509.440000698,0,{"$f":"IF(B286<$O$5,0,IF(C286*$C$24>$O$8,$O$8,C286*$C$24))","v":100000},{"$f":"IF(B286>$O$6,0,IF(B286<$O$5,0,IF(ROW(B286)>ROW($B$30),OFFSET(INDIRECT(ADDRESS(ROW(), COLUMN())),-1,0)+$O$15*D286*E286,IF(ROW(B286)=ROW($B$30),$O$15*D286*E286,0))))","v":0}]
[null,{"$f":"B286+$O$16","v":12.850000000000048},{"$f":"0.5*$C$10*$C$11*(B287)^3","v":65182437.120000727},{"$f":"IF(B287<$O$5,0,IF(B287>$O$6, 0,O287))","v":0},100000,0]
[null,12.900000000000048,65946286.080000736,0,100000,0]
[null,12.950000000000049,66716079.360000752,0,100000,0]
[null,13.00000000000005,67491840.000000775,0,100000,0]
[null,13.05000000000005,68273591.040000796,0,100000,0]
[null,13.100000000000051,69061355.5200008,0,100000,0]
[null,13.150000000000052,69855156.480000839,0,100000,0]
[null,13.200000000000053,70655016.960000843,0,100000,0]
[null,13.250000000000053,71460960.000000864,0,100000,0]
[null,13.300000000000054,72273008.64000088,0,100000,0]
[null,13.350000000000055,73091185.920000911,0,100000,0]
[null,13.400000000000055,73915514.880000919,0,100000,0]
[null,13.450000000000056,74746018.560000941,0,100000,0]
[null,13.500000000000057,75582720.000000954,0,100000,0]
[null,13.550000000000058,76425642.240000978,0,100000,0]
[null,13.600000000000058,77274808.320000976,0,100000,0]
[null,13.650000000000059,78130241.280001014,0,100000,0]
[null,13.70000000000006,78991964.16000104,0,100000,0]
[null,13.75000000000006,79860000.000001043,0,100000,0]
[null,13.800000000000061,80734371.840001062,0,100000,0]
[null,13.850000000000062,81615102.720001087,0,100000,0]
[null,13.900000000000063,82502215.68000111,0,100000,0]
[null,13.950000000000063,83395733.760001123,0,100000,0]
[null,14.000000000000064,84295680.000001162,0,100000,0]
[null,14.050000000000065,85202077.440001175,0,100000,0]
[null,14.100000000000065,86114949.120001197,0,100000,0]
[null,14.150000000000066,87034318.08000122,0,100000,0]
[null,14.200000000000067,87960207.360001236,0,100000,0]
[null,14.250000000000068,88892640.000001267,0,100000,0]
[null,14.300000000000068,89831639.040001288,0,100000,0]
[null,14.350000000000069,90777227.520001307,0,100000,0]
[null,14.40000000000007,91729428.48000133,0,100000,0]
[null,14.45000000000007,92688264.960001349,0,100000,0]
[null,14.500000000000071,93653760.000001371,0,100000,0]
[null,14.550000000000072,94625936.640001401,0,100000,0]
[null,14.600000000000072,95604817.920001417,0,100000,0]
[null,14.650000000000073,96590426.880001441,0,100000,0]
[null,14.700000000000074,97582786.560001478,0,100000,0]
[null,14.750000000000075,98581920.00000149,0,100000,0]
[null,14.800000000000075,99587850.240001515,0,100000,0]
[null,14.850000000000076,100600600.32000154,0,100000,0]
[null,14.900000000000077,101620193.28000157,0,100000,0]
[null,14.950000000000077,102646652.16000159,0,100000,0]
[null,15.000000000000078,103680000.00000162,0,100000,0]
[]
[]
[]
["Drawing the LCOE front"]
["Meq",{"$f":"IF(($O$12*B340-$O$10)/($O$7*$O$4)<0,0.0001,($O$12*B340-$O$10)/($O$7*$O$4))","v":1E-4},null,{"$f":"IF(($O$12*D340-$O$10)/($O$7*$O$4)<0,0.0001,($O$12*D340-$O$10)/($O$7*$O$4))","v":1E-4},null,{"$f":"IF(($O$12*F340-$O$10)/($O$7*$O$4)<0,0.0001,($O$12*F340-$O$10)/($O$7*$O$4))","v":1E-4},null,{"$f":"IF(($O$12*H340-$O$10)/($O$7*$O$4)<0,0.0001,($O$12*H340-$O$10)/($O$7*$O$4))","v":16652.530006331399},null,{"$f":"IF(($O$12*J340-$O$10)/($O$7*$O$4)<0,0.0001,($O$12*J340-$O$10)/($O$7*$O$4))","v":38108.957730719383},null,{"$f":"IF(($O$12*L340-$O$10)/($O$7*$O$4)<0,0.0001,($O$12*L340-$O$10)/($O$7*$O$4))","v":62258.954859619174},null,{"$f":"IF(($O$12*N340-$O$10)/($O$7*$O$4)<0,0.0001,($O$12*N340-$O$10)/($O$7*$O$4))","v":89311.502872937344},null,{"$f":"IF(($O$12*P340-$O$10)/($O$7*$O$4)<0,0.0001,($O$12*P340-$O$10)/($O$7*$O$4))","v":119226.12004154436},null,{"$f":"IF(($O$12*R340-$O$10)/($O$7*$O$4)<0,0.0001,($O$12*R340-$O$10)/($O$7*$O$4))","v":151462.66938934117},null,{"$f":"IF(($O$12*T340-$O$10)/($O$7*$O$4)<0,0.0001,($O$12*T340-$O$10)/($O$7*$O$4))","v":185123.38001392243},null,{"$f":"IF(($O$12*V340-$O$10)/($O$7*$O$4)<0,0.0001,($O$12*V340-$O$10)/($O$7*$O$4))","v":219523.96074422446},null,254197.55011116524,null,288624.68394658994,null,322882.37345536432,null,357209.54433522484]
["M2",{"$f":"$C$11/B335","v":614400},null,614400,null,{"$f":"$C$11/F335","v":614400},null,{"$f":"$C$11/H335","v":3.6895294574842449E-3},null,1.6122193746189394E-3,null,9.8684599088651984E-4,null,6.879293038816077E-4,null,5.1532331991170405E-4,null,4.0564450796826964E-4,null,3.3188676651960076E-4,null,{"$f":"$C$11/V335","v":2.7987833214974662E-4},null,{"$f":"$C$11/X335","v":2.4170177868799742E-4},null,{"$f":"$C$11/Z335","v":2.1287160598976865E-4},null,{"$f":"$C$11/AB335","v":1.9028601450891386E-4},null,{"$f":"$C$11/AD335","v":1.719998834699147E-4}]
[]
["WhYear",{"$f":"MAX(C343:C633)","v":85991563.365120038},null,{"$f":"MAX(E343:E633)","v":99761340.811838716},null,{"$f":"MAX(G343:G633)","v":115736062.33142778},null,134245122.01941669,null,155304757.79463908,null,179008151.01741764,null,205560418.4903782,null,234921827.10967103,null,266562228.60777026,null,299600454.48556185,null,{"$f":"MAX(W343:W633)","v":333364868.11219972},null,{"$f":"MAX(Y343:Y633)","v":367397241.6492641},null,{"$f":"MAX(AA343:AA633)","v":401187717.33664048},null,{"$f":"MAX(AC343:AC633)","v":434811882.21733117},null,{"$f":"MAX(AE343:AE633)","v":468504243.55584025}]
["CF",{"$f":"B338/($O$15*$O$8)*100","v":9.816388512000005},null,{"$f":"D338/($O$15*$O$8)*100","v":11.38828091459346},null,{"$f":"F338/($O$15*$O$8)*100","v":13.211879261578513},null,{"$f":"H338/($O$15*$O$8)*100","v":15.324785618654873},null,{"$f":"J338/($O$15*$O$8)*100","v":17.728853629525009},null,{"$f":"L338/($O$15*$O$8)*100","v":20.434720435778271},null,{"$f":"N338/($O$15*$O$8)*100","v":23.465801197531757},null,{"$f":"P338/($O$15*$O$8)*100","v":26.817560172336876},null,{"$f":"R338/($O$15*$O$8)*100","v":30.429478151571949},null,{"$f":"T338/($O$15*$O$8)*100","v":34.200965123922586},null,{"$f":"V338/($O$15*$O$8)*100","v":38.055350241118688},null,41.940324389185399,null,45.797684627470375,null,49.636059613850591,null,53.482219584000021]
["AEP",{"$f":"$O$15*$O$8*(B339/100)/1000","v":85991.563365120033},null,{"$f":"$O$15*$O$8*(D339/100)/1000","v":99761.340811838716},null,{"$f":"$O$15*$O$8*(F339/100)/1000","v":115736.06233142776},null,{"$f":"$O$15*$O$8*(H339/100)/1000","v":134245.12201941668},null,{"$f":"$O$15*$O$8*(J339/100)/1000","v":155304.75779463907},null,{"$f":"$O$15*$O$8*(L339/100)/1000","v":179008.15101741764},null,{"$f":"$O$15*$O$8*(N339/100)/1000","v":205560.41849037822},null,{"$f":"$O$15*$O$8*(P339/100)/1000","v":234921.82710967102},null,{"$f":"$O$15*$O$8*(R339/100)/1000","v":266562.22860777029},null,{"$f":"$O$15*$O$8*(T339/100)/1000","v":299600.45448556187},null,{"$f":"$O$15*$O$8*(V339/100)/1000","v":333364.86811219971},null,367397.24164926412,null,401187.71733664046,null,434811.88221733115,null,468504.24355584022]
["M1v (Cpmu)",0.1,null,0.11601293999999999,null,0.13459002,null,0.15614184,null,0.18114473,null,0.21015133,null,0.24380273,null,0.28284271,null,0.32813414000000002,null,0.38067805999999998,null,0.44163581000000002,null,0.51235467999999995,null,0.59439772000000002,null,0.68957826,null,0.8]
[null,"Pelec","WhYear","Pelec","WhYear","Pelec","WhYear","Pelec","WhYear","Pelec","WhYear","Pelec","WhYear","Pelec","WhYear","Pelec","WhYear","Pelec","WhYear","Pelec","WhYear","Pelec","WhYear","Pelec","WhYear","Pelec","WhYear","Pelec","WhYear","Pelec","WhYear"]
[null,{"$f":"IF(B30<$O$5,0,IF(C30*$B$341>$O$8,$O$8,C30*$B$341))","v":0},{"$f":"IF(B30>$O$6,0,IF(B30<$O$5,0,IF(ROW(B30)>ROW($B$30),OFFSET(INDIRECT(ADDRESS(ROW(), COLUMN())),-1,0)+$O$15*D30*B343,IF(ROW(B30)=ROW($B$30),$O$15*D30*B343,0))))","v":0},{"$f":"IF(B30<$O$5,0,IF(C30*$D$341>$O$8,$O$8,C30*$D$341))","v":0},{"$f":"IF(B30>$O$6,0,IF(B30<$O$5,0,IF(ROW(B30)>ROW($B$30),OFFSET(INDIRECT(ADDRESS(ROW(), COLUMN())),-1,0)+$O$15*D30*D343,IF(ROW(B30)=ROW($B$30),$O$15*D30*D343,0))))","v":0},{"$f":"IF(B30<$O$5,0,IF(C30*$F$341>$O$8,$O$8,C30*$F$341))","v":0},{"$f":"IF(B30>$O$6,0,IF(B30<$O$5,0,IF(ROW(B30)>ROW($B$30),OFFSET(INDIRECT(ADDRESS(ROW(), COLUMN())),-1,0)+$O$15*D30*F343,IF(ROW(B30)=ROW($B$30),$O$15*D30*F343,0))))","v":0},{"$f":"IF(B30<$O$5,0,IF(C30*$H$341>$O$8,$O$8,C30*$H$341))","v":0},{"$f":"IF(B30>$O$6,0,IF(B30<$O$5,0,IF(ROW(B30)>ROW($B$30),OFFSET(INDIRECT(ADDRESS(ROW(), COLUMN())),-1,0)+$O$15*D30*H343,IF(ROW(B30)=ROW($B$30),$O$15*D30*H343,0))))","v":0},{"$f":"IF(B30<$O$5,0,IF(C30*$J$341>$O$8,$O$8,C30*$J$341))","v":0},{"$f":"IF(B30>$O$6,0,IF(B30<$O$5,0,IF(ROW(B30)>ROW($B$30),OFFSET(INDIRECT(ADDRESS(ROW(), COLUMN())),-1,0)+$O$15*D30*J343,IF(ROW(B30)=ROW($B$30),$O$15*D30*J343,0))))","v":0},{"$f":"IF(B30<$O$5,0,IF(C30*$L$341>$O$8,$O$8,C30*$L$341))","v":0},{"$f":"IF(B30>$O$6,0,IF(B30<$O$5,0,IF(ROW(B30)>ROW($B$30),OFFSET(INDIRECT(ADDRESS(ROW(), COLUMN())),-1,0)+$O$15*D30*L343,IF(ROW(B30)=ROW($B$30),$O$15*D30*L343,0))))","v":0},{"$f":"IF(B30<$O$5,0,IF(C30*$N$341>$O$8,$O$8,C30*$N$341))","v":0},{"$f":"IF(B30>$O$6,0,IF(B30<$O$5,0,IF(ROW(B30)>ROW($B$30),OFFSET(INDIRECT(ADDRESS(ROW(), COLUMN())),-1,0)+$O$15*D30*N343,IF(ROW(B30)=ROW($B$30),$O$15*D30*N343,0))))","v":0},{"$f":"IF(B30<$O$5,0,IF(C30*$P$341>$O$8,$O$8,C30*$P$341))","v":0},{"$f":"IF(B30>$O$6,0,IF(B30<$O$5,0,IF(ROW(B30)>ROW($B$30),OFFSET(INDIRECT(ADDRESS(ROW(), COLUMN())),-1,0)+$O$15*D30*P343,IF(ROW(B30)=ROW($B$30),$O$15*D30*P343,0))))","v":0},{"$f":"IF(B30<$O$5,0,IF(C30*$R$341>$O$8,$O$8,C30*$R$341))","v":0},{"$f":"IF(B30>$O$6,0,IF(B30<$O$5,0,IF(ROW(B30)>ROW($B$30),OFFSET(INDIRECT(ADDRESS(ROW(), COLUMN())),-1,0)+$O$15*D30*R343,IF(ROW(B30)=ROW($B$30),$O$15*D30*R343,0))))","v":0},{"$f":"IF(B30<$O$5,0,IF(C30*$T$341>$O$8,$O$8,C30*$T$341))","v":0},{"$f":"IF(B30>$O$6,0,IF(B30<$O$5,0,IF(ROW(B30)>ROW($B$30),OFFSET(INDIRECT(ADDRESS(ROW(), COLUMN())),-1,0)+$O$15*D30*T343,IF(ROW(B30)=ROW($B$30),$O$15*D30*T343,0))))","v":0},{"$f":"IF(B30<$O$5,0,IF(C30*$V$341>$O$8,$O$8,C30*$V$341))","v":0},{"$f":"IF(B30>$O$6,0,IF(B30<$O$5,0,IF(ROW(B30)>ROW($B$30),OFFSET(INDIRECT(ADDRESS(ROW(), COLUMN())),-1,0)+$O$15*D30*V343,IF(ROW(B30)=ROW($B$30),$O$15*D30*V343,0))))","v":0},{"$f":"IF(B30<$O$5,0,IF(C30*$X$341>$O$8,$O$8,C30*$X$341))","v":0},{"$f":"IF(B30>$O$6,0,IF(B30<$O$5,0,IF(ROW(B30)>ROW($B$30),OFFSET(INDIRECT(ADDRESS(ROW(), COLUMN())),-1,0)+$O$15*D30*X343,IF(ROW(B30)=ROW($B$30),$O$15*D30*X343,0))))","v":0},{"$f":"IF(B30<$O$5,0,IF(C30*$Z$341>$O$8,$O$8,C30*$Z$341))","v":0},{"$f":"IF(B30>$O$6,0,IF(B30<$O$5,0,IF(ROW(B30)>ROW($B$30),OFFSET(INDIRECT(ADDRESS(ROW(), COLUMN())),-1,0)+$O$15*D30*Z343,IF(ROW(B30)=ROW($B$30),$O$15*D30*Z343,0))))","v":0},{"$f":"IF(B30<$O$5,0,IF(C30*$AB$341>$O$8,$O$8,C30*$AB$341))","v":0},{"$f":"IF(B30>$O$6,0,IF(B30<$O$5,0,IF(ROW(B30)>ROW($B$30),OFFSET(INDIRECT(ADDRESS(ROW(), COLUMN())),-1,0)+$O$15*D30*AB343,IF(ROW(B30)=ROW($B$30),$O$15*D30*AB343,0))))","v":0},{"$f":"IF(B30<$O$5,0,IF(C30*$AD$341>$O$8,$O$8,C30*$AD$341))","v":0},{"$f":"IF(B30>$O$6,0,IF(B30<$O$5,0,IF(ROW(B30)>ROW($B$30),OFFSET(INDIRECT(ADDRESS(ROW(), COLUMN())),-1,0)+$O$15*D30*AD343,IF(ROW(B30)=ROW($B$30),$O$15*D30*AD343,0))))","v":0}]
[null,0,0,0,0,0,0,0,0,0,0,0,0,0,0,0,0,0,0,0,0,0,0,0,0,0,0,0,0,0,0]
[null,0,0,0,0,0,0,0,0,0,0,0,0,0,0,0,0,0,0,0,0,0,0,0,0,0,0,0,0,0,0]
[null,0,0,0,0,0,0,0,0,0,0,0,0,0,0,0,0,0,0,0,0,0,0,0,0,0,0,0,0,0,0]
[null,0,0,0,0,0,0,0,0,0,0,0,0,0,0,0,0,0,0,0,0,0,0,0,0,0,0,0,0,0,0]
[null,0,0,0,0,0,0,0,0,0,0,0,0,0,0,0,0,0,0,0,0,0,0,0,0,0,0,0,0,0,0]
[null,0,0,0,0,0,0,0,0,0,0,0,0,0,0,0,0,0,0,0,0,0,0,0,0,0,0,0,0,0,0]
[null,0,0,0,0,0,0,0,0,0,0,0,0,0,0,0,0,0,0,0,0,0,0,0,0,0,0,0,0,0,0]
[null,0,0,0,0,0,0,0,0,0,0,0,0,0,0,0,0,0,0,0,0,0,0,0,0,0,0,0,0,0,0]
[null,0,0,0,0,0,0,0,0,0,0,0,0,0,0,0,0,0,0,0,0,0,0,0,0,0,0,0,0,0,0]
[null,383.99999999999989,5045.7599999999984,445.48968959999985,5853.7345213439985,516.82567679999988,6791.0893931519986,599.58466559999977,7878.5425059839972,695.59576319999974,9140.1283284479978,806.98110719999966,10603.731748607996,936.20248319999962,12301.700629247996,1086.1160063999996,14271.564324095996,1260.0350975999995,16556.861182463996,1461.8037503999994,19208.101280255993,1695.8815103999996,22283.883046655996,1967.4419711999992,25852.187501567991,2282.4872447999992,29991.88239667199,2647.9805183999993,34794.464011775992,3071.9999999999991,40366.079999999987]
[null,511.10399999999981,38625.292799999996,592.94677685759973,44810.337760888309,687.8949758207998,51985.789304578553,798.04718991359971,60310.24288330751,925.83796081919968,69967.682354269433,1074.0918536831996,81171.566535594233,1246.0855051391995,94169.518316893431,1445.6204045183995,109248.82490095486,1677.1067149055996,126742.77235176192,1945.6607917823992,147038.01530035966,2257.2182903423991,170583.12472215167,2618.6652636671988,197898.49532450302,3037.9905228287989,229587.85974652413,3524.4620699903985,266351.62201014522,4088.8319999999985,309002.34239999996]
[null,663.55200000000002,117096.95232000001,769.80618362879989,135847.6170368302,893.07476951039996,157600.81154687848,1036.0823021567999,182837.33593637068,1201.9894788095999,212114.95811829274,1394.4633532415999,246080.80268994585,1617.7578909695999,285485.5665029583,1876.8084590591998,331200.19326929585,2177.3406486528002,384235.0774614421,2525.9968806911997,445762.40641090099,2930.4832499711997,517142.07386374578,3399.7397262335994,599951.71534888854,3944.1379590143997,696021.61477956711,4575.7103357952001,807475.12632128561,5308.4160000000002,936775.61856000009]
[null,843.64800000000014,272294.43839999998,978.74084805120015,315896.78344432893,1135.4660119296002,366481.13910144771,1317.2875103232002,425165.54633542657,1528.2238917504003,493247.02524469636,1772.9374925184002,572230.38381363079,2056.8368555904003,663861.2744573683,2386.1968660608004,770164.96874984063,2768.2971094272007,893491.01371166995,3211.5828396288002,1036565.185589015,3725.8516783488008,1202549.7486127911,4322.4700107264007,1395113.2985221171,5014.6244768256011,1618511.9335364047,5817.6131989248006,1877683.2503954917,6749.1840000000011,2178355.5071999999]
[null,1053.6960000000004,535360.18176000006,1222.4237082624002,621087.08644911973,1418.1696571392004,720541.37570282049,1645.2603224064005,835921.23842740851,1908.7147742208006,969776.75577666145,2214.3561581568006,1125066.5422590575,2568.9396139008009,1305222.7384638423,2980.3023215616008,1514227.2463509098,3457.536307814401,1756699.5283206133,4011.1894910976007,2037998.7539364418,4653.4988645376015,2364342.2751332484,5398.6607689728007,2742942.9461038662,6263.144999731202,3182168.7141692964,7266.0585424896017,3691727.4261134453,8429.5680000000029,4282881.4540800005]
[null,1296.0000000000009,958257.94176000031,1503.5277024000009,1111703.2110192641,1744.2866592000009,1289719.5554663728,2023.5982464000012,1496241.5822101929,2347.6357008000014,1735833.7613047101,2723.5612368000016,2013791.8094392661,3159.6833808000015,2336259.0224526906,3665.6415216000019,2710362.7312642066,4252.6184544000025,3144371.4561758782,4933.5876576000028,3647877.742487899,5723.6000976000032,4232010.2229811056,6640.1166528000031,4909679.4110790351,7703.3944512000044,5695863.35754037,8936.9342496000045,6607938.4411004223,10368.000000000007,7666063.5340800025]
[null,1572.8640000000007,1592059.2192000006,1824.7257686016007,1846994.7067349651,2116.917972172801,2142752.8215331244,2455.898790297601,2485870.5587485144,2849.1602460672011,2883931.3740599491,3305.3946150912016,3345733.6235364163,3834.6853711872018,3881483.8396262852,4448.7311622144016,4503023.4403901212,5161.1037597696022,5224089.8272126373,5987.5481616384022,6060620.1497017089,6946.3306665984028,7031103.6283935979,8058.6423140352026,8156989.9179426599,9349.0677547008036,9463163.6999746058,10846.128203366405,10978494.26192895,12582.912000000006,12736473.753600005]
[null,1886.5920000000015,2395662.5145600014,2188.6908450048013,2779278.5156189855,2539.1645501184016,3224322.6574788084,2945.7594620928021,3740631.530424254,3417.4619846016026,4339616.3937109243,3964.6981796736027,5034516.636659286,4599.5627999616027,5840690.6120839296,5336.0879394432031,6775956.7786356509,6190.5524345088043,7860986.589453835,7181.8418257152043,9119761.58457423,8331.865860595206,10580103.551043428,9666.0424045056061,12274289.010353845,11213.859833702409,14239763.365439314,13009.528286899209,16519967.883375103,15092.736000000012,19165300.116480011]
[null,2239.4880000000016,3401080.6521600019,2598.0958697472015,3945693.6563419914,3014.1273470976021,4577515.1299582766,3496.7777697792026,5310509.9101666268,4056.7144909824028,6160878.3644374739,4706.3138171904029,7147416.2248869175,5459.9328820224036,8291927.4794678874,6334.2285493248046,9619708.6858550217,7348.5246892032055,11160106.748671614,8525.2394723328052,12947167.845678043,9890.3809686528075,15020390.086920105,11474.121576038408,17425595.891916286,13311.46561167361,20215945.851800181,15443.022383308811,23453112.782361593,17915.904000000013,27208645.217280015]
[null,2633.8560000000025,4522984.784640003,3055.6137809664024,5247247.624413535,3544.9073171712034,6087486.1262439368,4112.5512213504035,7062271.6656569382,4771.0913397888044,8193148.5760772144,5535.0834142848043,9505112.6806186009,6421.4128322688057,11027160.382436946,7449.6696878976063,12792932.737763446,8642.5807344384084,14841457.225409325,10026.511923993608,17218010.732262742,11632.051279833611,19975120.489821631,13494.68448046081,23173724.219790973,15655.580012083214,26884518.435847089,18162.498375705614,31189519.777985279,21070.84800000002,36183878.277120024]
[null,3072.0000000000023,5760877.904640004,3563.9175168000024,6683363.8269832637,4134.6054144000027,7753566.7240305617,4796.6773248000036,8995140.7604583483,5564.7661056000043,10435526.725989792,6455.8488576000045,12106561.536277099,7489.6198656000051,14045177.603479125,8688.9280512000059,16294223.185275,10080.280780800007,18903407.168840498,11694.430003200008,21930398.246352218,13567.052083200009,25442099.797267906,15739.53576960001,29516127.553508993,18259.897958400015,34242526.917163961,21183.844147200016,39725761.615540996,24576.000000000018,46087023.237120032]
[null,3556.2240000000029,7084860.0998400049,4125.6800153856029,8219354.496711323,4786.3225928448037,9535514.625346683,5552.7535881216045,11062430.921316022,6441.9123629952046,12833850.698732907,7473.4520337792055,14888927.728453096,8670.1711969152057,17273082.340090655,10058.520335270408,20039010.306096174,11669.185038873609,23247844.758813143,13537.76453245441,26970507.981784996,15705.558667814412,31289279.289295211,18220.480095283212,36299612.292982936,21138.114374092816,42112246.898638718,24522.947580902419,48855654.999910966,28449.792000000023,56678880.798720039]
[null,4088.832000000004,8481768.664320007,4743.5742148608042,9839949.1914763674,5503.1598065664048,11415614.14166203,6384.3775193088059,13243589.657012682,7406.7036865536065,15364276.94620708,8592.7348294656076,17824549.655591726,9968.6840411136091,20678783.555896707,11564.96323614721,23990064.346093506,13416.853719244813,27831578.663455941,15565.286334259214,32288232.405021314,18057.746322739218,37458527.742995836,20949.322109337616,43456738.698417038,24303.924182630421,50415439.556392573,28195.696559923224,58488432.772643134,32710.656000000032,67854149.314560056]
[null,4672.1280000000052,10006330.752000008,5420.2730533632057,11608638.491519315,6288.218009625607,13467522.560382962,7295.1466263552084,15624068.95265865,8463.3136508544085,18125940.823617384,9818.5391313024102,21028437.159527015,11390.775613094413,24395707.546205543,13214.773449868813,28302177.0705202,15330.847032499218,32834187.358630762,17785.766231116817,38091905.783897042,20633.790337036822,44191539.867874324,23937.866463590424,51267903.904151231,27771.022307481631,59477401.845546901,32217.978967372834,69001481.48948656,37377.024000000041,80050646.016000062]
[null,5308.4160000000056,11657141.95968001,6158.4494690304064,13523793.107398391,7144.5981560832079,15689349.694961717,8288.6584172544081,18201675.947256424,9615.9158304768098,21116298.328579061,11155.706825932812,24497638.8682556,12942.063127756814,28420430.337675355,15014.467672473615,32971376.227306046,17418.725189222419,38251062.517975152,20207.97504552962,44376181.863555841,23443.865999769623,51482113.316482678,27197.917809868824,59725912.384664237,31553.103672115234,69289786.025501296,36605.682686361637,80385116.691291302,42467.328000000045,93257135.677440077]
[null,6000.0000000000064,13417901.959680011,6960.7764000000061,15566502.549742393,8075.4012000000084,18059156.93111372,9368.5104000000101,20950959.009240426,10868.683800000012,24305822.276527066,12609.079800000012,28197899.426363606,14628.163800000015,32713211.286423359,16970.562600000016,37951557.527902052,19688.048400000022,44028717.201439157,22840.683600000022,51079008.872811846,26498.148600000026,59258260.004638687,30741.280800000026,68747248.648232251,35663.863200000036,79755703.320173308,41374.695600000043,92526934.862067312,48000.000000000051,107343215.67744009]
[null,6749.1840000000075,15280271.792640014,7829.9267844096075,17727092.546632379,9083.7280954368089,20565720.861768551,10538.300082585611,23858897.5340291,12225.791134003213,27679407.082043912,14183.499940147214,32111694.399847828,16454.694844723217,37253719.781876281,19089.574928486418,43219134.833668597,22146.376875417624,50139788.436441898,25692.662717030424,58168642.222949222,29806.813426790432,67483152.101627231,34579.760085811235,78289187.646311,40116.995814604845,90825587.145255372,46540.905591398448,105369432.3509578,53993.47200000006,122242174.34112011]
[null,7558.272000000009,17266585.674240015,8768.5735603968096,20031473.678304661,10172.679796454413,23239101.11227677,11801.624973004815,26960364.576934766,13691.411407065616,31277509.999820758,15883.809133017618,36285959.440004855,18427.27347682562,42096407.25158605,21378.021353971224,48837278.845492236,24801.270826060831,56657562.409530684,28772.683219123232,65730103.372934803,33380.035769203241,76255425.501773849,38725.160319129638,88466159.778178275,44926.196439398453,102632191.56952928,52120.200543667263,119066621.05383356,60466.176000000072,138132685.39392012]
[null,8429.568000000012,19371111.621120017,9779.3896660992123,22472996.102342989,11345.357257113616,26071583.005087756,13162.082579251217,30246410.113670625,15269.718193766421,35089747.844076484,17714.849265254423,40708648.707568273,20551.516911206425,47227298.963637844,23842.418572492832,54789777.066300794,27660.290462515237,63563230.526402235,32089.515928780842,73741571.919714227,37227.990916300849,85549765.713937521,43189.286151782449,99248796.958832279,50105.159997849667,115141445.81459242,58128.468339916879,133578974.4595772,67436.544000000096,154968892.96896014]
[null,9365.3760000000129,21647740.87296002,10865.048039654414,25114180.630302582,12604.861431475218,29135698.770465065,14623.27040931842,33801180.917471841,16964.885068684824,39213741.755423076,19681.462223500825,45493015.359479085,22833.042362764831,52777783.231602348,26489.283280089636,61229056.938857786,30730.995995366444,71033628.342915863,35651.931668505647,82408199.989011258,41360.854157145659,95604175.750998065,47983.942235596856,110913213.47688352,55667.581413427273,128673678.18038246,64581.596863257684,149278114.84106651,74923.008000000103,173181926.98368016]
[null,10368.000000000013,24099980.232960023,12028.221619200012,27959095.607675768,13954.293273600017,32436168.215536941,16188.785971200019,37630152.575380072,18781.085606400022,43655844.123048812,21788.489894400023,50646428.989302576,25277.467046400026,58756409.737416886,29325.132172800033,68165037.200368449,34020.947635200042,79080262.877593383,39468.701260800044,91743337.21121569,45788.800780800055,106434142.91167289,53120.933222400054,123477376.60264558,61627.155609600071,143249733.02516508,71495.473996800079,166188224.35078967,82944.000000000102,192799841.86368018]
[null,11439.744000000015,26780655.444480028,13271.583342873617,31069025.732411344,15396.753737548821,36044089.518856756,17862.226772889622,41815808.175071299,20722.493381491226,48511745.99713365,24040.77416459523,56279903.599292174,27890.408177011235,65291969.085535929,32356.481946662443,75747131.614929855,37537.705592601647,87876473.429107726,43548.595528166457,101948079.60133094,50522.00607632647,118272964.59553847,58612.063764019273,137211941.5044682,67997.57750983689,159183605.36304516,78885.987623654495,184673577.83064061,91517.952000000121,214245243.55584022]
[null,12582.912000000018,29701652.636160031,14597.806148812819,34457760.451796755,16935.343777382423,39975460.223338313,19647.190322380826,46376706.936508782,22793.281968537631,53802978.473309979,26443.156920729634,62418418.046870351,30677.48296949764,72413439.98207511,35589.849297715249,84008959.23090148,41288.830078156861,97461262.443451062,47900.385293107262,113067675.04327285,55570.64533278728,131173134.20309171,64469.138512281679,152177807.31870928,74792.542037606501,176545946.07165512,86769.02562693131,204816139.43967646,100000,237459243.55584022]
[null,13799.808000000023,32693589.008640036,16009.562975155224,37928793.800440162,18573.16434716163,44002307.985446423,21547.274127667235,51048371.440128312,24997.62494211844,59222713.537010677,29000.480049446447,68706012.12639083,33644.308638758455,79707862.538044333,39031.750921996863,92471433.14829962,45281.881302451278,107278827.12863553,52532.841378124882,124457320.38246411,60944.893839244898,144386596.63637841,70703.962119014512,167507133.34573281,82025.74411637774,194329947.65352699,95160.475889740948,225447882.2173312,100000,259140243.55584022]
[null,15092.736000000023,35734473.457920037,17509.526760038425,41456613.252052702,20313.316400947231,48095034.973909274,23566.075696742435,55796464.37150798,27339.695876812839,64731115.46227093,31717.585437388847,75096471.240315929,36796.50239969285,87121621.841534451,42688.703515545662,101072353.13261175,49524.419476070478,117257007.16467421,57454.734605721678,136033300.3108249,66654.926884761706,157816231.3051202,77328.339236044907,183087247.13501114,89710.878669619327,212404895.4878819,100000,245595882.2173312,100000,279288243.55584025]
[null,16464.000000000025,39069668.257920042,19100.370441600026,45325870.794259824,22158.900892800033,52583874.32226824,25707.192537600036,61004098.899812311,29823.668347200044,70772645.077704981,34599.314971200045,82105427.470606774,40139.681467200055,95252917.814752504,46567.223774400067,110505708.48871085,54024.004809600083,128200919.93897894,62674.835798400083,148729655.1726858,72710.919758400109,172545645.8751781,84354.074515200118,200175273.77992779,97861.640620800143,232229217.33664048,100000,265853382.2173312,100000,299545743.55584025]
[null,17915.904000000028,42718600.425600044,20784.76695797763,49559104.28059113,24113.018776780838,57494972.856535196,27974.222158233642,66701608.726779759,32453.715927859248,77382493.40073207,37650.51053752326,89773706.951784134,43679.463056179266,104149114.05540453,50673.828394598473,120826447.11783873,58788.197513625695,140174312.12657908,68201.9157786625,162620339.359326,79123.047749222518,188660637.01026225,91792.972608307333,218870748.51106173,100000,252596217.33664048,100000,286220382.21733117,100000,319912743.55584025]
[null,19450.752000000033,46403253.630720049,22565.389247308834,53833778.792655081,26178.771006950443,62454148.342236854,30370.762066636849,72454894.038873106,35234.012193369657,84057048.500583053,40876.014023001662,97517054.668231457,47421.464381529673,113132399.1605196,55015.034072179289,131248220.097302,63824.557798732909,152264917.23318204,74044.745369011318,176647005.69830465,85901.48614629134,204933385.03838494,99656.838167193753,237749241.64926407,100000,271539717.33664048,100000,305163882.21733117,100000,338856243.55584025]
[null,21070.848000000035,50094866.200320058,24444.910247731237,58116527.068057597,28359.258537369646,67422690.43798402,32900.40977080325,78219045.830717832,38168.730718310464,90744210.12243104,44280.667314278471,105275027.58169305,51371.302658150482,122132651.38622756,59597.357503180894,141689677.1318593,69140.645875507311,164378358.39057094,80212.095391948926,190700164.81097412,93056.410238668948,221236868.11219975,100000,255269241.64926407,100000,289059717.33664048,100000,322683882.21733117,100000,356376243.55584025]
[null,22778.496000000039,53886119.074560061,26426.002897382441,62514870.990297928,30657.58232209925,72525338.439674214,35566.762778726457,84138777.827609062,41262.045077260867,97611864.905090332,47869.312297996876,113242395.92057166,55534.595100940889,131375829.39482817,64427.315383641704,152412959.50431263,74744.021954534532,176818753.40468368,86712.736669977734,205132632.70232522,100000,237880868.11219975,100000,271913241.6492641,100000,305703717.33664048,100000,339327882.21733117,100000,373020243.55584025]
[null,24576.000000000033,57761262.754560068,28511.340134400038,67010539.102690123,33076.843315200043,77740895.093614951,38373.418598400051,90189498.472204775,44518.128844800056,104631483.4613384,51646.790860800065,121386061.90350261,59916.958924800078,140823535.47809064,69511.424409600091,163373520.90521836,80642.246246400115,189534422.79281604,93555.440025600124,219884454.48556185,100000,253648868.11219975,100000,287681241.6492641,100000,321471717.33664048,100000,355095882.21733117,100000,388788243.55584025]
[null,26465.664000000033,61499670.122880071,30703.594896921633,71347575.399854794,35620.142470732841,82772418.318318322,41323.974737817647,96026716.523795202,47941.155595507254,111403411.39498177,55617.944889331266,129242374.70884511,64524.011344627274,149937874.70057598,74856.201277094486,173947333.61661434,86842.878961689712,201801413.66054952,100000,234009954.48556185,100000,267774368.11219975,100000,301806741.6492641,100000,335597217.33664048,100000,369221382.21733117,100000,402913743.55584025]
[null,28449.792000000023,65051057.658240072,33005.440123084823,75467644.490419477,38290.58074275843,87552231.512436852,44422.028704972836,101571918.36703697,51535.298903961637,117836562.7571633,59787.616270233644,136705662.84785837,69361.369575321645,158596254.46466339,80468.162682163267,183992174.36422879,93353.480310988874,213454728.60777026,100000,246492954.48556185,100000,280257368.11219972,100000,314289741.6492641,100000,348080217.33664048,100000,381704382.21733117,100000,415396743.55584025]
[null,30530.688000000013,68293874.684160069,35419.548751027214,79229731.861009836,41091.259085337617,91916739.596185982,47671.17800785922,106635312.53914173,55304.732344742421,123710754.90316013,64160.646890150427,143520485.95729569,74434.650831782434,166502330.90276116,86353.82532084483,193164245.92068231,100000,224076228.60777026,100000,257114454.48556185,100000,290878868.11219972,100000,324911241.6492641,100000,358701717.33664048,100000,392325882.21733117,100000,426018243.55584025]
[null,32710.656000000014,71159328.149760067,37948.593718886412,82554028.67078428,44025.278452531216,95773353.988627717,51075.020154470418,111109484.30467334,59253.629492428823,128901372.84669688,68741.878635724817,149542274.52578518,79749.472328908829,173488384.67877358,92519.705889177625,201268972.15657428,100000,232836228.60777026,100000,265874454.48556185,100000,299638868.11219972,100000,333671241.6492641,100000,367461717.33664048,100000,401085882.21733117,100000,434778243.55584025]
[null,34992,73649883.749760062,40595.247964800001,85443395.444678918,47095.739798399998,99125393.268778831,54637.152652800003,114998283.64473638,63386.163921600004,133412883.06381676,73536.153393600005,154776210.24357465,85311.451281599991,179560427.22374147,98972.321083200004,208313327.10967103,100000,239953728.60777026,100000,272991954.48556185,100000,306756368.11219972,100000,340788741.6492641,100000,374579217.33664048,100000,408203382.21733117,100000,441895743.55584025]
[null,37377.02399999999,75696275.813760057,43362.18442690558,87817475.042052001,50305.744077004783,101879632.75699484,58361.17301084158,118193557.86707996,67706.509206835181,137119814.44289097,78548.313050419179,159076730.3830851,91126.20490475517,184549586.94227681,100000,213788327.10967103,100000,245428728.60777026,100000,278466954.48556185,100000,312231368.11219972,100000,346263741.6492641,100000,380054217.33664048,100000,413678382.21733117,100000,447370743.55584025]
[null,39868.031999999985,77442495.615360051,46252.076043340778,89843315.972750321,53658.392242406379,104229870.33721225,62250.678736588772,120920137.59574255,72218.838922713578,140282999.58770582,83783.199492825559,162746434.52087086,97199.350413273554,188806918.4903782,100000,218168327.10967103,100000,249808728.60777026,100000,282846954.48556185,100000,316611368.11219972,100000,350643741.6492641,100000,384434217.33664048,100000,418058382.21733117,100000,451750743.55584025]
[null,42467.327999999972,78837547.340160057,49267.595752243164,91461756.493211508,57156.785248665561,106107470.73263091,66309.267338035148,123098397.02779701,76927.326643814347,142810062.26795512,89245.654607462333,165678154.274726,100000,192091918.4903782,100000,221453327.10967103,100000,253093728.60777026,100000,286131954.48556185,100000,319896368.11219972,100000,353928741.6492641,100000,387719217.33664048,100000,421343382.21733117,100000,455035743.55584025]
[null,45177.215999999964,80074273.628160059,52411.416491750351,92896519.019673169,60804.024049843152,107771980.89099537,70540.536323174339,125029444.20964392,81836.145944716729,145050326.76319176,94940.52028097272,168277151.01741764,100000,194829418.4903782,100000,224190827.10967103,100000,255831228.60777026,100000,288869454.48556185,100000,322633868.11219972,100000,356666241.6492641,100000,390456717.33664048,100000,424080882.21733117,100000,457773243.55584025]
[null,47999.999999999956,81125473.628160059,55686.211199999947,94116047.044953167,64603.209599999936,109186791.18123537,74948.083199999935,126670807.23172392,86949.470399999918,146954520.16495177,100000,170467151.01741764,100000,197019418.4903782,100000,226380827.10967103,100000,258021228.60777026,100000,291059454.48556185,100000,324823868.11219972,100000,358856241.6492641,100000,392646717.33664048,100000,426270882.21733117,100000,459963243.55584025]
[null,50937.983999999931,82129461.292800054,59094.652815129513,95280802.651939377,68557.442853196699,110538058.37987188,79535.505476505481,128238452.04466584,92271.473584243067,148773190.9092972,100000,172438151.01741764,100000,198990418.4903782,100000,228351827.10967103,100000,259992228.60777026,100000,293030454.48556185,100000,326794868.11219972,100000,360827241.6492641,100000,394617717.33664048,100000,428241882.21733117,100000,461934243.55584025]
[null,53993.471999999929,83075426.922240049,62639.414275276715,96378245.190042228,72669.824763494311,111811233.7097283,84306.400660684681,129715500.18424104,97806.329072025474,150486757.79463908,100000,174190151.01741764,100000,200742418.4903782,100000,230103827.10967103,100000,261744228.60777026,100000,294782454.48556185,100000,328546868.11219972,100000,362579241.6492641,100000,396369717.33664048,100000,429993882.21733117,100000,463686243.55584025]
[null,57168.767999999916,84077023.737600043,66323.168518579099,97540227.102487728,76943.456284953485,113159283.06384069,89264.366260531067,131279411.88112554,100000,152238757.79463908,100000,175942151.01741764,100000,202494418.4903782,100000,231855827.10967103,100000,263496228.60777026,100000,296534454.48556185,100000,330298868.11219972,100000,364331241.6492641,100000,398121717.33664048,100000,431745882.21733117,100000,465438243.55584025]
[null,60466.17599999989,85136391.141120046,70148.588483174259,98769230.37271294,81381.438371635042,114585085.86411174,94412.999784038228,132933527.63734189,100000,153990757.79463908,100000,177694151.01741764,100000,204246418.4903782,100000,233607827.10967103,100000,265248228.60777026,100000,298286454.48556185,100000,332050868.11219972,100000,366083241.6492641,100000,399873717.33664048,100000,433497882.21733117,100000,467190243.55584025]
[null,63887.999999999884,85766007.381120041,74118.347107199865,99499666.683454394,85986.871977599847,115432486.48745099,99755.898739199823,133916622.0194167,100000,154976257.79463908,100000,178679651.01741764,100000,205231918.4903782,100000,234593327.10967103,100000,266233728.60777026,100000,299271954.48556185,100000,333036368.11219972,100000,367068741.6492641,100000,400859217.33664048,100000,434483382.21733117,100000,468175743.55584025]
[null,67436.543999999863,85913693.412480041,78235.117328793436,99671001.590404451,90762.858056908619,115631257.14659561,100000,134135622.0194167,100000,155195257.79463908,100000,178898651.01741764,100000,205450918.4903782,100000,234812327.10967103,100000,266452728.60777026,100000,299490954.48556185,100000,333255368.11219972,100000,367287741.6492641,100000,401078217.33664048,100000,434702382.21733117,100000,468394743.55584025]
[null,71114.111999999834,85991563.365120038,82501.572086092609,99761340.811838716,95712.497563622179,115736062.33142778,100000,134245122.01941669,100000,155304757.79463908,100000,179008151.01741764,100000,205560418.4903782,100000,234921827.10967103,100000,266562228.60777026,100000,299600454.48556185,100000,333364868.11219972,100000,367397241.6492641,100000,401187717.33664048,100000,434811882.21733117,100000,468504243.55584025]
[null,74923.007999999812,0,86920.384317234973,0,100000,0,100000,0,100000,0,100000,0,100000,0,100000,0,100000,0,100000,0,100000,0,100000,0,100000,0,100000,0,100000,0]
[null,78865.535999999789,0,91494.226960358152,0,100000,0,100000,0,100000,0,100000,0,100000,0,100000,0,100000,0,100000,0,100000,0,100000,0,100000,0,100000,0,100000,0]
[null,82943.999999999782,0,96225.772953599735,0,100000,0,100000,0,100000,0,100000,0,100000,0,100000,0,100000,0,100000,0,100000,0,100000,0,100000,0,100000,0,100000,0]
[null,87160.703999999765,0,100000,0,100000,0,100000,0,100000,0,100000,0,100000,0,100000,0,100000,0,100000,0,100000,0,100000,0,100000,0,100000,0,100000,0]
[null,91517.951999999743,0,100000,0,100000,0,100000,0,100000,0,100000,0,100000,0,100000,0,100000,0,100000,0,100000,0,100000,0,100000,0,100000,0,100000,0]
[null,96018.047999999719,0,100000,0,100000,0,100000,0,100000,0,100000,0,100000,0,100000,0,100000,0,100000,0,100000,0,100000,0,100000,0,100000,0,100000,0]
[null,{"$f":"IF(B94<$O$5,0,IF(C94*$B$341>$O$8,$O$8,C94*$B$341))","v":100000},{"$f":"IF(B94>$O$6,0,IF(B94<$O$5,0,IF(ROW(B94)>ROW($B$30),OFFSET(INDIRECT(ADDRESS(ROW(), COLUMN())),-1,0)+$O$15*D94*B407,IF(ROW(B94)=ROW($B$30),$O$15*D94*B407,0))))","v":0},{"$f":"IF(B94<$O$5,0,IF(C94*$D$341>$O$8,$O$8,C94*$D$341))","v":100000},{"$f":"IF(B94>$O$6,0,IF(B94<$O$5,0,IF(ROW(B94)>ROW($B$30),OFFSET(INDIRECT(ADDRESS(ROW(), COLUMN())),-1,0)+$O$15*D94*D407,IF(ROW(B94)=ROW($B$30),$O$15*D94*D407,0))))","v":0},{"$f":"IF(B94<$O$5,0,IF(C94*$F$341>$O$8,$O$8,C94*$F$341))","v":100000},{"$f":"IF(B94>$O$6,0,IF(B94<$O$5,0,IF(ROW(B94)>ROW($B$30),OFFSET(INDIRECT(ADDRESS(ROW(), COLUMN())),-1,0)+$O$15*D94*F407,IF(ROW(B94)=ROW($B$30),$O$15*D94*F407,0))))","v":0},{"$f":"IF(B94<$O$5,0,IF(C94*$H$341>$O$8,$O$8,C94*$H$341))","v":100000},{"$f":"IF(B94>$O$6,0,IF(B94<$O$5,0,IF(ROW(B94)>ROW($B$30),OFFSET(INDIRECT(ADDRESS(ROW(), COLUMN())),-1,0)+$O$15*D94*H407,IF(ROW(B94)=ROW($B$30),$O$15*D94*H407,0))))","v":0},{"$f":"IF(B94<$O$5,0,IF(C94*$J$341>$O$8,$O$8,C94*$J$341))","v":100000},{"$f":"IF(B94>$O$6,0,IF(B94<$O$5,0,IF(ROW(B94)>ROW($B$30),OFFSET(INDIRECT(ADDRESS(ROW(), COLUMN())),-1,0)+$O$15*D94*J407,IF(ROW(B94)=ROW($B$30),$O$15*D94*J407,0))))","v":0},{"$f":"IF(B94<$O$5,0,IF(C94*$L$341>$O$8,$O$8,C94*$L$341))","v":100000},{"$f":"IF(B94>$O$6,0,IF(B94<$O$5,0,IF(ROW(B94)>ROW($B$30),OFFSET(INDIRECT(ADDRESS(ROW(), COLUMN())),-1,0)+$O$15*D94*L407,IF(ROW(B94)=ROW($B$30),$O$15*D94*L407,0))))","v":0},{"$f":"IF(B94<$O$5,0,IF(C94*$N$341>$O$8,$O$8,C94*$N$341))","v":100000},{"$f":"IF(B94>$O$6,0,IF(B94<$O$5,0,IF(ROW(B94)>ROW($B$30),OFFSET(INDIRECT(ADDRESS(ROW(), COLUMN())),-1,0)+$O$15*D94*N407,IF(ROW(B94)=ROW($B$30),$O$15*D94*N407,0))))","v":0},{"$f":"IF(B94<$O$5,0,IF(C94*$P$341>$O$8,$O$8,C94*$P$341))","v":100000},{"$f":"IF(B94>$O$6,0,IF(B94<$O$5,0,IF(ROW(B94)>ROW($B$30),OFFSET(INDIRECT(ADDRESS(ROW(), COLUMN())),-1,0)+$O$15*D94*P407,IF(ROW(B94)=ROW($B$30),$O$15*D94*P407,0))))","v":0},{"$f":"IF(B94<$O$5,0,IF(C94*$R$341>$O$8,$O$8,C94*$R$341))","v":100000},{"$f":"IF(B94>$O$6,0,IF(B94<$O$5,0,IF(ROW(B94)>ROW($B$30),OFFSET(INDIRECT(ADDRESS(ROW(), COLUMN())),-1,0)+$O$15*D94*R407,IF(ROW(B94)=ROW($B$30),$O$15*D94*R407,0))))","v":0},{"$f":"IF(B94<$O$5,0,IF(C94*$T$341>$O$8,$O$8,C94*$T$341))","v":100000},{"$f":"IF(B94>$O$6,0,IF(B94<$O$5,0,IF(ROW(B94)>ROW($B$30),OFFSET(INDIRECT(ADDRESS(ROW(), COLUMN())),-1,0)+$O$15*D94*T407,IF(ROW(B94)=ROW($B$30),$O$15*D94*T407,0))))","v":0},{"$f":"IF(B94<$O$5,0,IF(C94*$V$341>$O$8,$O$8,C94*$V$341))","v":100000},{"$f":"IF(B94>$O$6,0,IF(B94<$O$5,0,IF(ROW(B94)>ROW($B$30),OFFSET(INDIRECT(ADDRESS(ROW(), COLUMN())),-1,0)+$O$15*D94*V407,IF(ROW(B94)=ROW($B$30),$O$15*D94*V407,0))))","v":0},{"$f":"IF(B94<$O$5,0,IF(C94*$X$341>$O$8,$O$8,C94*$X$341))","v":100000},{"$f":"IF(B94>$O$6,0,IF(B94<$O$5,0,IF(ROW(B94)>ROW($B$30),OFFSET(INDIRECT(ADDRESS(ROW(), COLUMN())),-1,0)+$O$15*D94*X407,IF(ROW(B94)=ROW($B$30),$O$15*D94*X407,0))))","v":0},{"$f":"IF(B94<$O$5,0,IF(C94*$Z$341>$O$8,$O$8,C94*$Z$341))","v":100000},{"$f":"IF(B94>$O$6,0,IF(B94<$O$5,0,IF(ROW(B94)>ROW($B$30),OFFSET(INDIRECT(ADDRESS(ROW(), COLUMN())),-1,0)+$O$15*D94*Z407,IF(ROW(B94)=ROW($B$30),$O$15*D94*Z407,0))))","v":0},{"$f":"IF(B94<$O$5,0,IF(C94*$AB$341>$O$8,$O$8,C94*$AB$341))","v":100000},{"$f":"IF(B94>$O$6,0,IF(B94<$O$5,0,IF(ROW(B94)>ROW($B$30),OFFSET(INDIRECT(ADDRESS(ROW(), COLUMN())),-1,0)+$O$15*D94*AB407,IF(ROW(B94)=ROW($B$30),$O$15*D94*AB407,0))))","v":0},{"$f":"IF(B94<$O$5,0,IF(C94*$AD$341>$O$8,$O$8,C94*$AD$341))","v":100000},{"$f":"IF(B94>$O$6,0,IF(B94<$O$5,0,IF(ROW(B94)>ROW($B$30),OFFSET(INDIRECT(ADDRESS(ROW(), COLUMN())),-1,0)+$O$15*D94*AD407,IF(ROW(B94)=ROW($B$30),$O$15*D94*AD407,0))))","v":0}]
[null,100000,0,100000,0,100000,0,100000,0,100000,0,100000,0,100000,0,100000,0,100000,0,100000,0,100000,0,100000,0,100000,0,100000,0,100000,0]
[null,100000,0,100000,0,100000,0,100000,0,100000,0,100000,0,100000,0,100000,0,100000,0,100000,0,100000,0,100000,0,100000,0,100000,0,100000,0]
[null,100000,0,100000,0,100000,0,100000,0,100000,0,100000,0,100000,0,100000,0,100000,0,100000,0,100000,0,100000,0,100000,0,100000,0,100000,0]
[null,100000,0,100000,0,100000,0,100000,0,100000,0,100000,0,100000,0,100000,0,100000,0,100000,0,100000,0,100000,0,100000,0,100000,0,100000,0]
[null,100000,0,100000,0,100000,0,100000,0,100000,0,100000,0,100000,0,100000,0,100000,0,100000,0,100000,0,100000,0,100000,0,100000,0,100000,0]
[null,100000,0,100000,0,100000,0,100000,0,100000,0,100000,0,100000,0,100000,0,100000,0,100000,0,100000,0,100000,0,100000,0,100000,0,100000,0]
[null,100000,0,100000,0,100000,0,100000,0,100000,0,100000,0,100000,0,100000,0,100000,0,100000,0,100000,0,100000,0,100000,0,100000,0,100000,0]
[null,100000,0,100000,0,100000,0,100000,0,100000,0,100000,0,100000,0,100000,0,100000,0,100000,0,100000,0,100000,0,100000,0,100000,0,100000,0]
[null,100000,0,100000,0,100000,0,100000,0,100000,0,100000,0,100000,0,100000,0,100000,0,100000,0,100000,0,100000,0,100000,0,100000,0,100000,0]
[null,100000,0,100000,0,100000,0,100000,0,100000,0,100000,0,100000,0,100000,0,100000,0,100000,0,100000,0,100000,0,100000,0,100000,0,100000,0]
[null,100000,0,100000,0,100000,0,100000,0,100000,0,100000,0,100000,0,100000,0,100000,0,100000,0,100000,0,100000,0,100000,0,100000,0,100000,0]
[null,100000,0,100000,0,100000,0,100000,0,100000,0,100000,0,100000,0,100000,0,100000,0,100000,0,100000,0,100000,0,100000,0,100000,0,100000,0]
[null,100000,0,100000,0,100000,0,100000,0,100000,0,100000,0,100000,0,100000,0,100000,0,100000,0,100000,0,100000,0,100000,0,100000,0,100000,0]
[null,100000,0,100000,0,100000,0,100000,0,100000,0,100000,0,100000,0,100000,0,100000,0,100000,0,100000,0,100000,0,100000,0,100000,0,100000,0]
[null,100000,0,100000,0,100000,0,100000,0,100000,0,100000,0,100000,0,100000,0,100000,0,100000,0,100000,0,100000,0,100000,0,100000,0,100000,0]
[null,100000,0,100000,0,100000,0,100000,0,100000,0,100000,0,100000,0,100000,0,100000,0,100000,0,100000,0,100000,0,100000,0,100000,0,100000,0]
[null,100000,0,100000,0,100000,0,100000,0,100000,0,100000,0,100000,0,100000,0,100000,0,100000,0,100000,0,100000,0,100000,0,100000,0,100000,0]
[null,100000,0,100000,0,100000,0,100000,0,100000,0,100000,0,100000,0,100000,0,100000,0,100000,0,100000,0,100000,0,100000,0,100000,0,100000,0]
[null,100000,0,100000,0,100000,0,100000,0,100000,0,100000,0,100000,0,100000,0,100000,0,100000,0,100000,0,100000,0,100000,0,100000,0,100000,0]
[null,100000,0,100000,0,100000,0,100000,0,100000,0,100000,0,100000,0,100000,0,100000,0,100000,0,100000,0,100000,0,100000,0,100000,0,100000,0]
[null,100000,0,100000,0,100000,0,100000,0,100000,0,100000,0,100000,0,100000,0,100000,0,100000,0,100000,0,100000,0,100000,0,100000,0,100000,0]
[null,100000,0,100000,0,100000,0,100000,0,100000,0,100000,0,100000,0,100000,0,100000,0,100000,0,100000,0,100000,0,100000,0,100000,0,100000,0]
[null,100000,0,100000,0,100000,0,100000,0,100000,0,100000,0,100000,0,100000,0,100000,0,100000,0,100000,0,100000,0,100000,0,100000,0,100000,0]
[null,100000,0,100000,0,100000,0,100000,0,100000,0,100000,0,100000,0,100000,0,100000,0,100000,0,100000,0,100000,0,100000,0,100000,0,100000,0]
[null,100000,0,100000,0,100000,0,100000,0,100000,0,100000,0,100000,0,100000,0,100000,0,100000,0,100000,0,100000,0,100000,0,100000,0,100000,0]
[null,100000,0,100000,0,100000,0,100000,0,100000,0,100000,0,100000,0,100000,0,100000,0,100000,0,100000,0,100000,0,100000,0,100000,0,100000,0]
[null,100000,0,100000,0,100000,0,100000,0,100000,0,100000,0,100000,0,100000,0,100000,0,100000,0,100000,0,100000,0,100000,0,100000,0,100000,0]
[null,100000,0,100000,0,100000,0,100000,0,100000,0,100000,0,100000,0,100000,0,100000,0,100000,0,100000,0,100000,0,100000,0,100000,0,100000,0]
[null,100000,0,100000,0,100000,0,100000,0,100000,0,100000,0,100000,0,100000,0,100000,0,100000,0,100000,0,100000,0,100000,0,100000,0,100000,0]
[null,100000,0,100000,0,100000,0,100000,0,100000,0,100000,0,100000,0,100000,0,100000,0,100000,0,100000,0,100000,0,100000,0,100000,0,100000,0]
[null,100000,0,100000,0,100000,0,100000,0,100000,0,100000,0,100000,0,100000,0,100000,0,100000,0,100000,0,100000,0,100000,0,100000,0,100000,0]
[null,100000,0,100000,0,100000,0,100000,0,100000,0,100000,0,100000,0,100000,0,100000,0,100000,0,100000,0,100000,0,100000,0,100000,0,100000,0]
[null,100000,0,100000,0,100000,0,100000,0,100000,0,100000,0,100000,0,100000,0,100000,0,100000,0,100000,0,100000,0,100000,0,100000,0,100000,0]
[null,100000,0,100000,0,100000,0,100000,0,100000,0,100000,0,100000,0,100000,0,100000,0,100000,0,100000,0,100000,0,100000,0,100000,0,100000,0]
[null,100000,0,100000,0,100000,0,100000,0,100000,0,100000,0,100000,0,100000,0,100000,0,100000,0,100000,0,100000,0,100000,0,100000,0,100000,0]
[null,100000,0,100000,0,100000,0,100000,0,100000,0,100000,0,100000,0,100000,0,100000,0,100000,0,100000,0,100000,0,100000,0,100000,0,100000,0]
[null,100000,0,100000,0,100000,0,100000,0,100000,0,100000,0,100000,0,100000,0,100000,0,100000,0,100000,0,100000,0,100000,0,100000,0,100000,0]
[null,100000,0,100000,0,100000,0,100000,0,100000,0,100000,0,100000,0,100000,0,100000,0,100000,0,100000,0,100000,0,100000,0,100000,0,100000,0]
[null,100000,0,100000,0,100000,0,100000,0,100000,0,100000,0,100000,0,100000,0,100000,0,100000,0,100000,0,100000,0,100000,0,100000,0,100000,0]
[null,100000,0,100000,0,100000,0,100000,0,100000,0,100000,0,100000,0,100000,0,100000,0,100000,0,100000,0,100000,0,100000,0,100000,0,100000,0]
[null,100000,0,100000,0,100000,0,100000,0,100000,0,100000,0,100000,0,100000,0,100000,0,100000,0,100000,0,100000,0,100000,0,100000,0,100000,0]
[null,100000,0,100000,0,100000,0,100000,0,100000,0,100000,0,100000,0,100000,0,100000,0,100000,0,100000,0,100000,0,100000,0,100000,0,100000,0]
[null,100000,0,100000,0,100000,0,100000,0,100000,0,100000,0,100000,0,100000,0,100000,0,100000,0,100000,0,100000,0,100000,0,100000,0,100000,0]
[null,100000,0,100000,0,100000,0,100000,0,100000,0,100000,0,100000,0,100000,0,100000,0,100000,0,100000,0,100000,0,100000,0,100000,0,100000,0]
[null,100000,0,100000,0,100000,0,100000,0,100000,0,100000,0,100000,0,100000,0,100000,0,100000,0,100000,0,100000,0,100000,0,100000,0,100000,0]
[null,100000,0,100000,0,100000,0,100000,0,100000,0,100000,0,100000,0,100000,0,100000,0,100000,0,100000,0,100000,0,100000,0,100000,0,100000,0]
[null,100000,0,100000,0,100000,0,100000,0,100000,0,100000,0,100000,0,100000,0,100000,0,100000,0,100000,0,100000,0,100000,0,100000,0,100000,0]
[null,100000,0,100000,0,100000,0,100000,0,100000,0,100000,0,100000,0,100000,0,100000,0,100000,0,100000,0,100000,0,100000,0,100000,0,100000,0]
[null,100000,0,100000,0,100000,0,100000,0,100000,0,100000,0,100000,0,100000,0,100000,0,100000,0,100000,0,100000,0,100000,0,100000,0,100000,0]
[null,100000,0,100000,0,100000,0,100000,0,100000,0,100000,0,100000,0,100000,0,100000,0,100000,0,100000,0,100000,0,100000,0,100000,0,100000,0]
[null,100000,0,100000,0,100000,0,100000,0,100000,0,100000,0,100000,0,100000,0,100000,0,100000,0,100000,0,100000,0,100000,0,100000,0,100000,0]
[null,100000,0,100000,0,100000,0,100000,0,100000,0,100000,0,100000,0,100000,0,100000,0,100000,0,100000,0,100000,0,100000,0,100000,0,100000,0]
[null,100000,0,100000,0,100000,0,100000,0,100000,0,100000,0,100000,0,100000,0,100000,0,100000,0,100000,0,100000,0,100000,0,100000,0,100000,0]
[null,100000,0,100000,0,100000,0,100000,0,100000,0,100000,0,100000,0,100000,0,100000,0,100000,0,100000,0,100000,0,100000,0,100000,0,100000,0]
[null,100000,0,100000,0,100000,0,100000,0,100000,0,100000,0,100000,0,100000,0,100000,0,100000,0,100000,0,100000,0,100000,0,100000,0,100000,0]
[null,100000,0,100000,0,100000,0,100000,0,100000,0,100000,0,100000,0,100000,0,100000,0,100000,0,100000,0,100000,0,100000,0,100000,0,100000,0]
[null,100000,0,100000,0,100000,0,100000,0,100000,0,100000,0,100000,0,100000,0,100000,0,100000,0,100000,0,100000,0,100000,0,100000,0,100000,0]
[null,100000,0,100000,0,100000,0,100000,0,100000,0,100000,0,100000,0,100000,0,100000,0,100000,0,100000,0,100000,0,100000,0,100000,0,100000,0]
[null,100000,0,100000,0,100000,0,100000,0,100000,0,100000,0,100000,0,100000,0,100000,0,100000,0,100000,0,100000,0,100000,0,100000,0,100000,0]
[null,100000,0,100000,0,100000,0,100000,0,100000,0,100000,0,100000,0,100000,0,100000,0,100000,0,100000,0,100000,0,100000,0,100000,0,100000,0]
[null,100000,0,100000,0,100000,0,100000,0,100000,0,100000,0,100000,0,100000,0,100000,0,100000,0,100000,0,100000,0,100000,0,100000,0,100000,0]
[null,100000,0,100000,0,100000,0,100000,0,100000,0,100000,0,100000,0,100000,0,100000,0,100000,0,100000,0,100000,0,100000,0,100000,0,100000,0]
[null,100000,0,100000,0,100000,0,100000,0,100000,0,100000,0,100000,0,100000,0,100000,0,100000,0,100000,0,100000,0,100000,0,100000,0,100000,0]
[null,{"$f":"IF(B158<$O$5,0,IF(C158*$B$341>$O$8,$O$8,C158*$B$341))","v":100000},{"$f":"IF(B158>$O$6,0,IF(B158<$O$5,0,IF(ROW(B158)>ROW($B$30),OFFSET(INDIRECT(ADDRESS(ROW(), COLUMN())),-1,0)+$O$15*D158*B471,IF(ROW(B158)=ROW($B$30),$O$15*D158*B471,0))))","v":0},{"$f":"IF(B158<$O$5,0,IF(C158*$D$341>$O$8,$O$8,C158*$D$341))","v":100000},{"$f":"IF(B158>$O$6,0,IF(B158<$O$5,0,IF(ROW(B158)>ROW($B$30),OFFSET(INDIRECT(ADDRESS(ROW(), COLUMN())),-1,0)+$O$15*D158*D471,IF(ROW(B158)=ROW($B$30),$O$15*D158*D471,0))))","v":0},{"$f":"IF(B158<$O$5,0,IF(C158*$F$341>$O$8,$O$8,C158*$F$341))","v":100000},{"$f":"IF(B158>$O$6,0,IF(B158<$O$5,0,IF(ROW(B158)>ROW($B$30),OFFSET(INDIRECT(ADDRESS(ROW(), COLUMN())),-1,0)+$O$15*D158*F471,IF(ROW(B158)=ROW($B$30),$O$15*D158*F471,0))))","v":0},{"$f":"IF(B158<$O$5,0,IF(C158*$H$341>$O$8,$O$8,C158*$H$341))","v":100000},{"$f":"IF(B158>$O$6,0,IF(B158<$O$5,0,IF(ROW(B158)>ROW($B$30),OFFSET(INDIRECT(ADDRESS(ROW(), COLUMN())),-1,0)+$O$15*D158*H471,IF(ROW(B158)=ROW($B$30),$O$15*D158*H471,0))))","v":0},{"$f":"IF(B158<$O$5,0,IF(C158*$J$341>$O$8,$O$8,C158*$J$341))","v":100000},{"$f":"IF(B158>$O$6,0,IF(B158<$O$5,0,IF(ROW(B158)>ROW($B$30),OFFSET(INDIRECT(ADDRESS(ROW(), COLUMN())),-1,0)+$O$15*D158*J471,IF(ROW(B158)=ROW($B$30),$O$15*D158*J471,0))))","v":0},{"$f":"IF(B158<$O$5,0,IF(C158*$L$341>$O$8,$O$8,C158*$L$341))","v":100000},{"$f":"IF(B158>$O$6,0,IF(B158<$O$5,0,IF(ROW(B158)>ROW($B$30),OFFSET(INDIRECT(ADDRESS(ROW(), COLUMN())),-1,0)+$O$15*D158*L471,IF(ROW(B158)=ROW($B$30),$O$15*D158*L471,0))))","v":0},{"$f":"IF(B158<$O$5,0,IF(C158*$N$341>$O$8,$O$8,C158*$N$341))","v":100000},{"$f":"IF(B158>$O$6,0,IF(B158<$O$5,0,IF(ROW(B158)>ROW($B$30),OFFSET(INDIRECT(ADDRESS(ROW(), COLUMN())),-1,0)+$O$15*D158*N471,IF(ROW(B158)=ROW($B$30),$O$15*D158*N471,0))))","v":0},{"$f":"IF(B158<$O$5,0,IF(C158*$P$341>$O$8,$O$8,C158*$P$341))","v":100000},{"$f":"IF(B158>$O$6,0,IF(B158<$O$5,0,IF(ROW(B158)>ROW($B$30),OFFSET(INDIRECT(ADDRESS(ROW(), COLUMN())),-1,0)+$O$15*D158*P471,IF(ROW(B158)=ROW($B$30),$O$15*D158*P471,0))))","v":0},{"$f":"IF(B158<$O$5,0,IF(C158*$R$341>$O$8,$O$8,C158*$R$341))","v":100000},{"$f":"IF(B158>$O$6,0,IF(B158<$O$5,0,IF(ROW(B158)>ROW($B$30),OFFSET(INDIRECT(ADDRESS(ROW(), COLUMN())),-1,0)+$O$15*D158*R471,IF(ROW(B158)=ROW($B$30),$O$15*D158*R471,0))))","v":0},{"$f":"IF(B158<$O$5,0,IF(C158*$T$341>$O$8,$O$8,C158*$T$341))","v":100000},{"$f":"IF(B158>$O$6,0,IF(B158<$O$5,0,IF(ROW(B158)>ROW($B$30),OFFSET(INDIRECT(ADDRESS(ROW(), COLUMN())),-1,0)+$O$15*D158*T471,IF(ROW(B158)=ROW($B$30),$O$15*D158*T471,0))))","v":0},{"$f":"IF(B158<$O$5,0,IF(C158*$V$341>$O$8,$O$8,C158*$V$341))","v":100000},{"$f":"IF(B158>$O$6,0,IF(B158<$O$5,0,IF(ROW(B158)>ROW($B$30),OFFSET(INDIRECT(ADDRESS(ROW(), COLUMN())),-1,0)+$O$15*D158*V471,IF(ROW(B158)=ROW($B$30),$O$15*D158*V471,0))))","v":0},{"$f":"IF(B158<$O$5,0,IF(C158*$X$341>$O$8,$O$8,C158*$X$341))","v":100000},{"$f":"IF(B158>$O$6,0,IF(B158<$O$5,0,IF(ROW(B158)>ROW($B$30),OFFSET(INDIRECT(ADDRESS(ROW(), COLUMN())),-1,0)+$O$15*D158*X471,IF(ROW(B158)=ROW($B$30),$O$15*D158*X471,0))))","v":0},{"$f":"IF(B158<$O$5,0,IF(C158*$Z$341>$O$8,$O$8,C158*$Z$341))","v":100000},{"$f":"IF(B158>$O$6,0,IF(B158<$O$5,0,IF(ROW(B158)>ROW($B$30),OFFSET(INDIRECT(ADDRESS(ROW(), COLUMN())),-1,0)+$O$15*D158*Z471,IF(ROW(B158)=ROW($B$30),$O$15*D158*Z471,0))))","v":0},{"$f":"IF(B158<$O$5,0,IF(C158*$AB$341>$O$8,$O$8,C158*$AB$341))","v":100000},{"$f":"IF(B158>$O$6,0,IF(B158<$O$5,0,IF(ROW(B158)>ROW($B$30),OFFSET(INDIRECT(ADDRESS(ROW(), COLUMN())),-1,0)+$O$15*D158*AB471,IF(ROW(B158)=ROW($B$30),$O$15*D158*AB471,0))))","v":0},{"$f":"IF(B158<$O$5,0,IF(C158*$AD$341>$O$8,$O$8,C158*$AD$341))","v":100000},{"$f":"IF(B158>$O$6,0,IF(B158<$O$5,0,IF(ROW(B158)>ROW($B$30),OFFSET(INDIRECT(ADDRESS(ROW(), COLUMN())),-1,0)+$O$15*D158*AD471,IF(ROW(B158)=ROW($B$30),$O$15*D158*AD471,0))))","v":0}]
[null,100000,0,100000,0,100000,0,100000,0,100000,0,100000,0,100000,0,100000,0,100000,0,100000,0,100000,0,100000,0,100000,0,100000,0,100000,0]
[null,100000,0,100000,0,100000,0,100000,0,100000,0,100000,0,100000,0,100000,0,100000,0,100000,0,100000,0,100000,0,100000,0,100000,0,100000,0]
[null,100000,0,100000,0,100000,0,100000,0,100000,0,100000,0,100000,0,100000,0,100000,0,100000,0,100000,0,100000,0,100000,0,100000,0,100000,0]
[null,100000,0,100000,0,100000,0,100000,0,100000,0,100000,0,100000,0,100000,0,100000,0,100000,0,100000,0,100000,0,100000,0,100000,0,100000,0]
[null,100000,0,100000,0,100000,0,100000,0,100000,0,100000,0,100000,0,100000,0,100000,0,100000,0,100000,0,100000,0,100000,0,100000,0,100000,0]
[null,100000,0,100000,0,100000,0,100000,0,100000,0,100000,0,100000,0,100000,0,100000,0,100000,0,100000,0,100000,0,100000,0,100000,0,100000,0]
[null,100000,0,100000,0,100000,0,100000,0,100000,0,100000,0,100000,0,100000,0,100000,0,100000,0,100000,0,100000,0,100000,0,100000,0,100000,0]
[null,100000,0,100000,0,100000,0,100000,0,100000,0,100000,0,100000,0,100000,0,100000,0,100000,0,100000,0,100000,0,100000,0,100000,0,100000,0]
[null,100000,0,100000,0,100000,0,100000,0,100000,0,100000,0,100000,0,100000,0,100000,0,100000,0,100000,0,100000,0,100000,0,100000,0,100000,0]
[null,100000,0,100000,0,100000,0,100000,0,100000,0,100000,0,100000,0,100000,0,100000,0,100000,0,100000,0,100000,0,100000,0,100000,0,100000,0]
[null,100000,0,100000,0,100000,0,100000,0,100000,0,100000,0,100000,0,100000,0,100000,0,100000,0,100000,0,100000,0,100000,0,100000,0,100000,0]
[null,100000,0,100000,0,100000,0,100000,0,100000,0,100000,0,100000,0,100000,0,100000,0,100000,0,100000,0,100000,0,100000,0,100000,0,100000,0]
[null,100000,0,100000,0,100000,0,100000,0,100000,0,100000,0,100000,0,100000,0,100000,0,100000,0,100000,0,100000,0,100000,0,100000,0,100000,0]
[null,100000,0,100000,0,100000,0,100000,0,100000,0,100000,0,100000,0,100000,0,100000,0,100000,0,100000,0,100000,0,100000,0,100000,0,100000,0]
[null,100000,0,100000,0,100000,0,100000,0,100000,0,100000,0,100000,0,100000,0,100000,0,100000,0,100000,0,100000,0,100000,0,100000,0,100000,0]
[null,100000,0,100000,0,100000,0,100000,0,100000,0,100000,0,100000,0,100000,0,100000,0,100000,0,100000,0,100000,0,100000,0,100000,0,100000,0]
[null,100000,0,100000,0,100000,0,100000,0,100000,0,100000,0,100000,0,100000,0,100000,0,100000,0,100000,0,100000,0,100000,0,100000,0,100000,0]
[null,100000,0,100000,0,100000,0,100000,0,100000,0,100000,0,100000,0,100000,0,100000,0,100000,0,100000,0,100000,0,100000,0,100000,0,100000,0]
[null,100000,0,100000,0,100000,0,100000,0,100000,0,100000,0,100000,0,100000,0,100000,0,100000,0,100000,0,100000,0,100000,0,100000,0,100000,0]
[null,100000,0,100000,0,100000,0,100000,0,100000,0,100000,0,100000,0,100000,0,100000,0,100000,0,100000,0,100000,0,100000,0,100000,0,100000,0]
[null,100000,0,100000,0,100000,0,100000,0,100000,0,100000,0,100000,0,100000,0,100000,0,100000,0,100000,0,100000,0,100000,0,100000,0,100000,0]
[null,100000,0,100000,0,100000,0,100000,0,100000,0,100000,0,100000,0,100000,0,100000,0,100000,0,100000,0,100000,0,100000,0,100000,0,100000,0]
[null,100000,0,100000,0,100000,0,100000,0,100000,0,100000,0,100000,0,100000,0,100000,0,100000,0,100000,0,100000,0,100000,0,100000,0,100000,0]
[null,100000,0,100000,0,100000,0,100000,0,100000,0,100000,0,100000,0,100000,0,100000,0,100000,0,100000,0,100000,0,100000,0,100000,0,100000,0]
[null,100000,0,100000,0,100000,0,100000,0,100000,0,100000,0,100000,0,100000,0,100000,0,100000,0,100000,0,100000,0,100000,0,100000,0,100000,0]
[null,100000,0,100000,0,100000,0,100000,0,100000,0,100000,0,100000,0,100000,0,100000,0,100000,0,100000,0,100000,0,100000,0,100000,0,100000,0]
[null,100000,0,100000,0,100000,0,100000,0,100000,0,100000,0,100000,0,100000,0,100000,0,100000,0,100000,0,100000,0,100000,0,100000,0,100000,0]
[null,100000,0,100000,0,100000,0,100000,0,100000,0,100000,0,100000,0,100000,0,100000,0,100000,0,100000,0,100000,0,100000,0,100000,0,100000,0]
[null,100000,0,100000,0,100000,0,100000,0,100000,0,100000,0,100000,0,100000,0,100000,0,100000,0,100000,0,100000,0,100000,0,100000,0,100000,0]
[null,100000,0,100000,0,100000,0,100000,0,100000,0,100000,0,100000,0,100000,0,100000,0,100000,0,100000,0,100000,0,100000,0,100000,0,100000,0]
[null,100000,0,100000,0,100000,0,100000,0,100000,0,100000,0,100000,0,100000,0,100000,0,100000,0,100000,0,100000,0,100000,0,100000,0,100000,0]
[null,100000,0,100000,0,100000,0,100000,0,100000,0,100000,0,100000,0,100000,0,100000,0,100000,0,100000,0,100000,0,100000,0,100000,0,100000,0]
[null,100000,0,100000,0,100000,0,100000,0,100000,0,100000,0,100000,0,100000,0,100000,0,100000,0,100000,0,100000,0,100000,0,100000,0,100000,0]
[null,100000,0,100000,0,100000,0,100000,0,100000,0,100000,0,100000,0,100000,0,100000,0,100000,0,100000,0,100000,0,100000,0,100000,0,100000,0]
[null,100000,0,100000,0,100000,0,100000,0,100000,0,100000,0,100000,0,100000,0,100000,0,100000,0,100000,0,100000,0,100000,0,100000,0,100000,0]
[null,100000,0,100000,0,100000,0,100000,0,100000,0,100000,0,100000,0,100000,0,100000,0,100000,0,100000,0,100000,0,100000,0,100000,0,100000,0]
[null,100000,0,100000,0,100000,0,100000,0,100000,0,100000,0,100000,0,100000,0,100000,0,100000,0,100000,0,100000,0,100000,0,100000,0,100000,0]
[null,100000,0,100000,0,100000,0,100000,0,100000,0,100000,0,100000,0,100000,0,100000,0,100000,0,100000,0,100000,0,100000,0,100000,0,100000,0]
[null,100000,0,100000,0,100000,0,100000,0,100000,0,100000,0,100000,0,100000,0,100000,0,100000,0,100000,0,100000,0,100000,0,100000,0,100000,0]
[null,100000,0,100000,0,100000,0,100000,0,100000,0,100000,0,100000,0,100000,0,100000,0,100000,0,100000,0,100000,0,100000,0,100000,0,100000,0]
[null,100000,0,100000,0,100000,0,100000,0,100000,0,100000,0,100000,0,100000,0,100000,0,100000,0,100000,0,100000,0,100000,0,100000,0,100000,0]
[null,100000,0,100000,0,100000,0,100000,0,100000,0,100000,0,100000,0,100000,0,100000,0,100000,0,100000,0,100000,0,100000,0,100000,0,100000,0]
[null,100000,0,100000,0,100000,0,100000,0,100000,0,100000,0,100000,0,100000,0,100000,0,100000,0,100000,0,100000,0,100000,0,100000,0,100000,0]
[null,100000,0,100000,0,100000,0,100000,0,100000,0,100000,0,100000,0,100000,0,100000,0,100000,0,100000,0,100000,0,100000,0,100000,0,100000,0]
[null,100000,0,100000,0,100000,0,100000,0,100000,0,100000,0,100000,0,100000,0,100000,0,100000,0,100000,0,100000,0,100000,0,100000,0,100000,0]
[null,100000,0,100000,0,100000,0,100000,0,100000,0,100000,0,100000,0,100000,0,100000,0,100000,0,100000,0,100000,0,100000,0,100000,0,100000,0]
[null,100000,0,100000,0,100000,0,100000,0,100000,0,100000,0,100000,0,100000,0,100000,0,100000,0,100000,0,100000,0,100000,0,100000,0,100000,0]
[null,100000,0,100000,0,100000,0,100000,0,100000,0,100000,0,100000,0,100000,0,100000,0,100000,0,100000,0,100000,0,100000,0,100000,0,100000,0]
[null,100000,0,100000,0,100000,0,100000,0,100000,0,100000,0,100000,0,100000,0,100000,0,100000,0,100000,0,100000,0,100000,0,100000,0,100000,0]
[null,100000,0,100000,0,100000,0,100000,0,100000,0,100000,0,100000,0,100000,0,100000,0,100000,0,100000,0,100000,0,100000,0,100000,0,100000,0]
[null,100000,0,100000,0,100000,0,100000,0,100000,0,100000,0,100000,0,100000,0,100000,0,100000,0,100000,0,100000,0,100000,0,100000,0,100000,0]
[null,100000,0,100000,0,100000,0,100000,0,100000,0,100000,0,100000,0,100000,0,100000,0,100000,0,100000,0,100000,0,100000,0,100000,0,100000,0]
[null,100000,0,100000,0,100000,0,100000,0,100000,0,100000,0,100000,0,100000,0,100000,0,100000,0,100000,0,100000,0,100000,0,100000,0,100000,0]
[null,100000,0,100000,0,100000,0,100000,0,100000,0,100000,0,100000,0,100000,0,100000,0,100000,0,100000,0,100000,0,100000,0,100000,0,100000,0]
[null,100000,0,100000,0,100000,0,100000,0,100000,0,100000,0,100000,0,100000,0,100000,0,100000,0,100000,0,100000,0,100000,0,100000,0,100000,0]
[null,100000,0,100000,0,100000,0,100000,0,100000,0,100000,0,100000,0,100000,0,100000,0,100000,0,100000,0,100000,0,100000,0,100000,0,100000,0]
[null,100000,0,100000,0,100000,0,100000,0,100000,0,100000,0,100000,0,100000,0,100000,0,100000,0,100000,0,100000,0,100000,0,100000,0,100000,0]
[null,100000,0,100000,0,100000,0,100000,0,100000,0,100000,0,100000,0,100000,0,100000,0,100000,0,100000,0,100000,0,100000,0,100000,0,100000,0]
[null,100000,0,100000,0,100000,0,100000,0,100000,0,100000,0,100000,0,100000,0,100000,0,100000,0,100000,0,100000,0,100000,0,100000,0,100000,0]
[null,100000,0,100000,0,100000,0,100000,0,100000,0,100000,0,100000,0,100000,0,100000,0,100000,0,100000,0,100000,0,100000,0,100000,0,100000,0]
[null,100000,0,100000,0,100000,0,100000,0,100000,0,100000,0,100000,0,100000,0,100000,0,100000,0,100000,0,100000,0,100000,0,100000,0,100000,0]
[null,100000,0,100000,0,100000,0,100000,0,100000,0,100000,0,100000,0,100000,0,100000,0,100000,0,100000,0,100000,0,100000,0,100000,0,100000,0]
[null,100000,0,100000,0,100000,0,100000,0,100000,0,100000,0,100000,0,100000,0,100000,0,100000,0,100000,0,100000,0,100000,0,100000,0,100000,0]
[null,{"$f":"IF(B222<$O$5,0,IF(C222*$B$341>$O$8,$O$8,C222*$B$341))","v":100000},{"$f":"IF(B222>$O$6,0,IF(B222<$O$5,0,IF(ROW(B222)>ROW($B$30),OFFSET(INDIRECT(ADDRESS(ROW(), COLUMN())),-1,0)+$O$15*D222*B535,IF(ROW(B222)=ROW($B$30),$O$15*D222*B535,0))))","v":0},{"$f":"IF(B222<$O$5,0,IF(C222*$D$341>$O$8,$O$8,C222*$D$341))","v":100000},{"$f":"IF(B222>$O$6,0,IF(B222<$O$5,0,IF(ROW(B222)>ROW($B$30),OFFSET(INDIRECT(ADDRESS(ROW(), COLUMN())),-1,0)+$O$15*D222*D535,IF(ROW(B222)=ROW($B$30),$O$15*D222*D535,0))))","v":0},{"$f":"IF(B222<$O$5,0,IF(C222*$F$341>$O$8,$O$8,C222*$F$341))","v":100000},{"$f":"IF(B222>$O$6,0,IF(B222<$O$5,0,IF(ROW(B222)>ROW($B$30),OFFSET(INDIRECT(ADDRESS(ROW(), COLUMN())),-1,0)+$O$15*D222*F535,IF(ROW(B222)=ROW($B$30),$O$15*D222*F535,0))))","v":0},{"$f":"IF(B222<$O$5,0,IF(C222*$H$341>$O$8,$O$8,C222*$H$341))","v":100000},{"$f":"IF(B222>$O$6,0,IF(B222<$O$5,0,IF(ROW(B222)>ROW($B$30),OFFSET(INDIRECT(ADDRESS(ROW(), COLUMN())),-1,0)+$O$15*D222*H535,IF(ROW(B222)=ROW($B$30),$O$15*D222*H535,0))))","v":0},{"$f":"IF(B222<$O$5,0,IF(C222*$J$341>$O$8,$O$8,C222*$J$341))","v":100000},{"$f":"IF(B222>$O$6,0,IF(B222<$O$5,0,IF(ROW(B222)>ROW($B$30),OFFSET(INDIRECT(ADDRESS(ROW(), COLUMN())),-1,0)+$O$15*D222*J535,IF(ROW(B222)=ROW($B$30),$O$15*D222*J535,0))))","v":0},{"$f":"IF(B222<$O$5,0,IF(C222*$L$341>$O$8,$O$8,C222*$L$341))","v":100000},{"$f":"IF(B222>$O$6,0,IF(B222<$O$5,0,IF(ROW(B222)>ROW($B$30),OFFSET(INDIRECT(ADDRESS(ROW(), COLUMN())),-1,0)+$O$15*D222*L535,IF(ROW(B222)=ROW($B$30),$O$15*D222*L535,0))))","v":0},{"$f":"IF(B222<$O$5,0,IF(C222*$N$341>$O$8,$O$8,C222*$N$341))","v":100000},{"$f":"IF(B222>$O$6,0,IF(B222<$O$5,0,IF(ROW(B222)>ROW($B$30),OFFSET(INDIRECT(ADDRESS(ROW(), COLUMN())),-1,0)+$O$15*D222*N535,IF(ROW(B222)=ROW($B$30),$O$15*D222*N535,0))))","v":0},{"$f":"IF(B222<$O$5,0,IF(C222*$P$341>$O$8,$O$8,C222*$P$341))","v":100000},{"$f":"IF(B222>$O$6,0,IF(B222<$O$5,0,IF(ROW(B222)>ROW($B$30),OFFSET(INDIRECT(ADDRESS(ROW(), COLUMN())),-1,0)+$O$15*D222*P535,IF(ROW(B222)=ROW($B$30),$O$15*D222*P535,0))))","v":0},{"$f":"IF(B222<$O$5,0,IF(C222*$R$341>$O$8,$O$8,C222*$R$341))","v":100000},{"$f":"IF(B222>$O$6,0,IF(B222<$O$5,0,IF(ROW(B222)>ROW($B$30),OFFSET(INDIRECT(ADDRESS(ROW(), COLUMN())),-1,0)+$O$15*D222*R535,IF(ROW(B222)=ROW($B$30),$O$15*D222*R535,0))))","v":0},{"$f":"IF(B222<$O$5,0,IF(C222*$T$341>$O$8,$O$8,C222*$T$341))","v":100000},{"$f":"IF(B222>$O$6,0,IF(B222<$O$5,0,IF(ROW(B222)>ROW($B$30),OFFSET(INDIRECT(ADDRESS(ROW(), COLUMN())),-1,0)+$O$15*D222*T535,IF(ROW(B222)=ROW($B$30),$O$15*D222*T535,0))))","v":0},{"$f":"IF(B222<$O$5,0,IF(C222*$V$341>$O$8,$O$8,C222*$V$341))","v":100000},{"$f":"IF(B222>$O$6,0,IF(B222<$O$5,0,IF(ROW(B222)>ROW($B$30),OFFSET(INDIRECT(ADDRESS(ROW(), COLUMN())),-1,0)+$O$15*D222*V535,IF(ROW(B222)=ROW($B$30),$O$15*D222*V535,0))))","v":0},{"$f":"IF(B222<$O$5,0,IF(C222*$X$341>$O$8,$O$8,C222*$X$341))","v":100000},{"$f":"IF(B222>$O$6,0,IF(B222<$O$5,0,IF(ROW(B222)>ROW($B$30),OFFSET(INDIRECT(ADDRESS(ROW(), COLUMN())),-1,0)+$O$15*D222*X535,IF(ROW(B222)=ROW($B$30),$O$15*D222*X535,0))))","v":0},{"$f":"IF(B222<$O$5,0,IF(C222*$Z$341>$O$8,$O$8,C222*$Z$341))","v":100000},{"$f":"IF(B222>$O$6,0,IF(B222<$O$5,0,IF(ROW(B222)>ROW($B$30),OFFSET(INDIRECT(ADDRESS(ROW(), COLUMN())),-1,0)+$O$15*D222*Z535,IF(ROW(B222)=ROW($B$30),$O$15*D222*Z535,0))))","v":0},{"$f":"IF(B222<$O$5,0,IF(C222*$AB$341>$O$8,$O$8,C222*$AB$341))","v":100000},{"$f":"IF(B222>$O$6,0,IF(B222<$O$5,0,IF(ROW(B222)>ROW($B$30),OFFSET(INDIRECT(ADDRESS(ROW(), COLUMN())),-1,0)+$O$15*D222*AB535,IF(ROW(B222)=ROW($B$30),$O$15*D222*AB535,0))))","v":0},{"$f":"IF(B222<$O$5,0,IF(C222*$AD$341>$O$8,$O$8,C222*$AD$341))","v":100000},{"$f":"IF(B222>$O$6,0,IF(B222<$O$5,0,IF(ROW(B222)>ROW($B$30),OFFSET(INDIRECT(ADDRESS(ROW(), COLUMN())),-1,0)+$O$15*D222*AD535,IF(ROW(B222)=ROW($B$30),$O$15*D222*AD535,0))))","v":0}]
[null,100000,0,100000,0,100000,0,100000,0,100000,0,100000,0,100000,0,100000,0,100000,0,100000,0,100000,0,100000,0,100000,0,100000,0,100000,0]
[null,100000,0,100000,0,100000,0,100000,0,100000,0,100000,0,100000,0,100000,0,100000,0,100000,0,100000,0,100000,0,100000,0,100000,0,100000,0]
[null,100000,0,100000,0,100000,0,100000,0,100000,0,100000,0,100000,0,100000,0,100000,0,100000,0,100000,0,100000,0,100000,0,100000,0,100000,0]
[null,100000,0,100000,0,100000,0,100000,0,100000,0,100000,0,100000,0,100000,0,100000,0,100000,0,100000,0,100000,0,100000,0,100000,0,100000,0]
[null,100000,0,100000,0,100000,0,100000,0,100000,0,100000,0,100000,0,100000,0,100000,0,100000,0,100000,0,100000,0,100000,0,100000,0,100000,0]
[null,100000,0,100000,0,100000,0,100000,0,100000,0,100000,0,100000,0,100000,0,100000,0,100000,0,100000,0,100000,0,100000,0,100000,0,100000,0]
[null,100000,0,100000,0,100000,0,100000,0,100000,0,100000,0,100000,0,100000,0,100000,0,100000,0,100000,0,100000,0,100000,0,100000,0,100000,0]
[null,100000,0,100000,0,100000,0,100000,0,100000,0,100000,0,100000,0,100000,0,100000,0,100000,0,100000,0,100000,0,100000,0,100000,0,100000,0]
[null,100000,0,100000,0,100000,0,100000,0,100000,0,100000,0,100000,0,100000,0,100000,0,100000,0,100000,0,100000,0,100000,0,100000,0,100000,0]
[null,100000,0,100000,0,100000,0,100000,0,100000,0,100000,0,100000,0,100000,0,100000,0,100000,0,100000,0,100000,0,100000,0,100000,0,100000,0]
[null,100000,0,100000,0,100000,0,100000,0,100000,0,100000,0,100000,0,100000,0,100000,0,100000,0,100000,0,100000,0,100000,0,100000,0,100000,0]
[null,100000,0,100000,0,100000,0,100000,0,100000,0,100000,0,100000,0,100000,0,100000,0,100000,0,100000,0,100000,0,100000,0,100000,0,100000,0]
[null,100000,0,100000,0,100000,0,100000,0,100000,0,100000,0,100000,0,100000,0,100000,0,100000,0,100000,0,100000,0,100000,0,100000,0,100000,0]
[null,100000,0,100000,0,100000,0,100000,0,100000,0,100000,0,100000,0,100000,0,100000,0,100000,0,100000,0,100000,0,100000,0,100000,0,100000,0]
[null,100000,0,100000,0,100000,0,100000,0,100000,0,100000,0,100000,0,100000,0,100000,0,100000,0,100000,0,100000,0,100000,0,100000,0,100000,0]
[null,100000,0,100000,0,100000,0,100000,0,100000,0,100000,0,100000,0,100000,0,100000,0,100000,0,100000,0,100000,0,100000,0,100000,0,100000,0]
[null,100000,0,100000,0,100000,0,100000,0,100000,0,100000,0,100000,0,100000,0,100000,0,100000,0,100000,0,100000,0,100000,0,100000,0,100000,0]
[null,100000,0,100000,0,100000,0,100000,0,100000,0,100000,0,100000,0,100000,0,100000,0,100000,0,100000,0,100000,0,100000,0,100000,0,100000,0]
[null,100000,0,100000,0,100000,0,100000,0,100000,0,100000,0,100000,0,100000,0,100000,0,100000,0,100000,0,100000,0,100000,0,100000,0,100000,0]
[null,100000,0,100000,0,100000,0,100000,0,100000,0,100000,0,100000,0,100000,0,100000,0,100000,0,100000,0,100000,0,100000,0,100000,0,100000,0]
[null,100000,0,100000,0,100000,0,100000,0,100000,0,100000,0,100000,0,100000,0,100000,0,100000,0,100000,0,100000,0,100000,0,100000,0,100000,0]
[null,100000,0,100000,0,100000,0,100000,0,100000,0,100000,0,100000,0,100000,0,100000,0,100000,0,100000,0,100000,0,100000,0,100000,0,100000,0]
[null,100000,0,100000,0,100000,0,100000,0,100000,0,100000,0,100000,0,100000,0,100000,0,100000,0,100000,0,100000,0,100000,0,100000,0,100000,0]
[null,100000,0,100000,0,100000,0,100000,0,100000,0,100000,0,100000,0,100000,0,100000,0,100000,0,100000,0,100000,0,100000,0,100000,0,100000,0]
[null,100000,0,100000,0,100000,0,100000,0,100000,0,100000,0,100000,0,100000,0,100000,0,100000,0,100000,0,100000,0,100000,0,100000,0,100000,0]
[null,100000,0,100000,0,100000,0,100000,0,100000,0,100000,0,100000,0,100000,0,100000,0,100000,0,100000,0,100000,0,100000,0,100000,0,100000,0]
[null,100000,0,100000,0,100000,0,100000,0,100000,0,100000,0,100000,0,100000,0,100000,0,100000,0,100000,0,100000,0,100000,0,100000,0,100000,0]
[null,100000,0,100000,0,100000,0,100000,0,100000,0,100000,0,100000,0,100000,0,100000,0,100000,0,100000,0,100000,0,100000,0,100000,0,100000,0]
[null,100000,0,100000,0,100000,0,100000,0,100000,0,100000,0,100000,0,100000,0,100000,0,100000,0,100000,0,100000,0,100000,0,100000,0,100000,0]
[null,100000,0,100000,0,100000,0,100000,0,100000,0,100000,0,100000,0,100000,0,100000,0,100000,0,100000,0,100000,0,100000,0,100000,0,100000,0]
[null,100000,0,100000,0,100000,0,100000,0,100000,0,100000,0,100000,0,100000,0,100000,0,100000,0,100000,0,100000,0,100000,0,100000,0,100000,0]
[null,100000,0,100000,0,100000,0,100000,0,100000,0,100000,0,100000,0,100000,0,100000,0,100000,0,100000,0,100000,0,100000,0,100000,0,100000,0]
[null,100000,0,100000,0,100000,0,100000,0,100000,0,100000,0,100000,0,100000,0,100000,0,100000,0,100000,0,100000,0,100000,0,100000,0,100000,0]
[null,100000,0,100000,0,100000,0,100000,0,100000,0,100000,0,100000,0,100000,0,100000,0,100000,0,100000,0,100000,0,100000,0,100000,0,100000,0]
[null,100000,0,100000,0,100000,0,100000,0,100000,0,100000,0,100000,0,100000,0,100000,0,100000,0,100000,0,100000,0,100000,0,100000,0,100000,0]
[null,100000,0,100000,0,100000,0,100000,0,100000,0,100000,0,100000,0,100000,0,100000,0,100000,0,100000,0,100000,0,100000,0,100000,0,100000,0]
[null,100000,0,100000,0,100000,0,100000,0,100000,0,100000,0,100000,0,100000,0,100000,0,100000,0,100000,0,100000,0,100000,0,100000,0,100000,0]
[null,100000,0,100000,0,100000,0,100000,0,100000,0,100000,0,100000,0,100000,0,100000,0,100000,0,100000,0,100000,0,100000,0,100000,0,100000,0]
[null,100000,0,100000,0,100000,0,100000,0,100000,0,100000,0,100000,0,100000,0,100000,0,100000,0,100000,0,100000,0,100000,0,100000,0,100000,0]
[null,100000,0,100000,0,100000,0,100000,0,100000,0,100000,0,100000,0,100000,0,100000,0,100000,0,100000,0,100000,0,100000,0,100000,0,100000,0]
[null,100000,0,100000,0,100000,0,100000,0,100000,0,100000,0,100000,0,100000,0,100000,0,100000,0,100000,0,100000,0,100000,0,100000,0,100000,0]
[null,100000,0,100000,0,100000,0,100000,0,100000,0,100000,0,100000,0,100000,0,100000,0,100000,0,100000,0,100000,0,100000,0,100000,0,100000,0]
[null,100000,0,100000,0,100000,0,100000,0,100000,0,100000,0,100000,0,100000,0,100000,0,100000,0,100000,0,100000,0,100000,0,100000,0,100000,0]
[null,100000,0,100000,0,100000,0,100000,0,100000,0,100000,0,100000,0,100000,0,100000,0,100000,0,100000,0,100000,0,100000,0,100000,0,100000,0]
[null,100000,0,100000,0,100000,0,100000,0,100000,0,100000,0,100000,0,100000,0,100000,0,100000,0,100000,0,100000,0,100000,0,100000,0,100000,0]
[null,100000,0,100000,0,100000,0,100000,0,100000,0,100000,0,100000,0,100000,0,100000,0,100000,0,100000,0,100000,0,100000,0,100000,0,100000,0]
[null,100000,0,100000,0,100000,0,100000,0,100000,0,100000,0,100000,0,100000,0,100000,0,100000,0,100000,0,100000,0,100000,0,100000,0,100000,0]
[null,100000,0,100000,0,100000,0,100000,0,100000,0,100000,0,100000,0,100000,0,100000,0,100000,0,100000,0,100000,0,100000,0,100000,0,100000,0]
[null,100000,0,100000,0,100000,0,100000,0,100000,0,100000,0,100000,0,100000,0,100000,0,100000,0,100000,0,100000,0,100000,0,100000,0,100000,0]
[null,100000,0,100000,0,100000,0,100000,0,100000,0,100000,0,100000,0,100000,0,100000,0,100000,0,100000,0,100000,0,100000,0,100000,0,100000,0]
[null,100000,0,100000,0,100000,0,100000,0,100000,0,100000,0,100000,0,100000,0,100000,0,100000,0,100000,0,100000,0,100000,0,100000,0,100000,0]
[null,100000,0,100000,0,100000,0,100000,0,100000,0,100000,0,100000,0,100000,0,100000,0,100000,0,100000,0,100000,0,100000,0,100000,0,100000,0]
[null,100000,0,100000,0,100000,0,100000,0,100000,0,100000,0,100000,0,100000,0,100000,0,100000,0,100000,0,100000,0,100000,0,100000,0,100000,0]
[null,100000,0,100000,0,100000,0,100000,0,100000,0,100000,0,100000,0,100000,0,100000,0,100000,0,100000,0,100000,0,100000,0,100000,0,100000,0]
[null,100000,0,100000,0,100000,0,100000,0,100000,0,100000,0,100000,0,100000,0,100000,0,100000,0,100000,0,100000,0,100000,0,100000,0,100000,0]
[null,100000,0,100000,0,100000,0,100000,0,100000,0,100000,0,100000,0,100000,0,100000,0,100000,0,100000,0,100000,0,100000,0,100000,0,100000,0]
[null,100000,0,100000,0,100000,0,100000,0,100000,0,100000,0,100000,0,100000,0,100000,0,100000,0,100000,0,100000,0,100000,0,100000,0,100000,0]
[null,100000,0,100000,0,100000,0,100000,0,100000,0,100000,0,100000,0,100000,0,100000,0,100000,0,100000,0,100000,0,100000,0,100000,0,100000,0]
[null,100000,0,100000,0,100000,0,100000,0,100000,0,100000,0,100000,0,100000,0,100000,0,100000,0,100000,0,100000,0,100000,0,100000,0,100000,0]
[null,100000,0,100000,0,100000,0,100000,0,100000,0,100000,0,100000,0,100000,0,100000,0,100000,0,100000,0,100000,0,100000,0,100000,0,100000,0]
[null,100000,0,100000,0,100000,0,100000,0,100000,0,100000,0,100000,0,100000,0,100000,0,100000,0,100000,0,100000,0,100000,0,100000,0,100000,0]
[null,100000,0,100000,0,100000,0,100000,0,100000,0,100000,0,100000,0,100000,0,100000,0,100000,0,100000,0,100000,0,100000,0,100000,0,100000,0]
[null,100000,0,100000,0,100000,0,100000,0,100000,0,100000,0,100000,0,100000,0,100000,0,100000,0,100000,0,100000,0,100000,0,100000,0,100000,0]
[null,{"$f":"IF(B286<$O$5,0,IF(C286*$B$341>$O$8,$O$8,C286*$B$341))","v":100000},{"$f":"IF(B286>$O$6,0,IF(B286<$O$5,0,IF(ROW(B286)>ROW($B$30),OFFSET(INDIRECT(ADDRESS(ROW(), COLUMN())),-1,0)+$O$15*D286*B599,IF(ROW(B286)=ROW($B$30),$O$15*D286*B599,0))))","v":0},{"$f":"IF(B286<$O$5,0,IF(C286*$D$341>$O$8,$O$8,C286*$D$341))","v":100000},{"$f":"IF(B286>$O$6,0,IF(B286<$O$5,0,IF(ROW(B286)>ROW($B$30),OFFSET(INDIRECT(ADDRESS(ROW(), COLUMN())),-1,0)+$O$15*D286*D599,IF(ROW(B286)=ROW($B$30),$O$15*D286*D599,0))))","v":0},{"$f":"IF(B286<$O$5,0,IF(C286*$F$341>$O$8,$O$8,C286*$F$341))","v":100000},{"$f":"IF(B286>$O$6,0,IF(B286<$O$5,0,IF(ROW(B286)>ROW($B$30),OFFSET(INDIRECT(ADDRESS(ROW(), COLUMN())),-1,0)+$O$15*D286*F599,IF(ROW(B286)=ROW($B$30),$O$15*D286*F599,0))))","v":0},{"$f":"IF(B286<$O$5,0,IF(C286*$H$341>$O$8,$O$8,C286*$H$341))","v":100000},{"$f":"IF(B286>$O$6,0,IF(B286<$O$5,0,IF(ROW(B286)>ROW($B$30),OFFSET(INDIRECT(ADDRESS(ROW(), COLUMN())),-1,0)+$O$15*D286*H599,IF(ROW(B286)=ROW($B$30),$O$15*D286*H599,0))))","v":0},{"$f":"IF(B286<$O$5,0,IF(C286*$J$341>$O$8,$O$8,C286*$J$341))","v":100000},{"$f":"IF(B286>$O$6,0,IF(B286<$O$5,0,IF(ROW(B286)>ROW($B$30),OFFSET(INDIRECT(ADDRESS(ROW(), COLUMN())),-1,0)+$O$15*D286*J599,IF(ROW(B286)=ROW($B$30),$O$15*D286*J599,0))))","v":0},{"$f":"IF(B286<$O$5,0,IF(C286*$L$341>$O$8,$O$8,C286*$L$341))","v":100000},{"$f":"IF(B286>$O$6,0,IF(B286<$O$5,0,IF(ROW(B286)>ROW($B$30),OFFSET(INDIRECT(ADDRESS(ROW(), COLUMN())),-1,0)+$O$15*D286*L599,IF(ROW(B286)=ROW($B$30),$O$15*D286*L599,0))))","v":0},{"$f":"IF(B286<$O$5,0,IF(C286*$N$341>$O$8,$O$8,C286*$N$341))","v":100000},{"$f":"IF(B286>$O$6,0,IF(B286<$O$5,0,IF(ROW(B286)>ROW($B$30),OFFSET(INDIRECT(ADDRESS(ROW(), COLUMN())),-1,0)+$O$15*D286*N599,IF(ROW(B286)=ROW($B$30),$O$15*D286*N599,0))))","v":0},{"$f":"IF(B286<$O$5,0,IF(C286*$P$341>$O$8,$O$8,C286*$P$341))","v":100000},{"$f":"IF(B286>$O$6,0,IF(B286<$O$5,0,IF(ROW(B286)>ROW($B$30),OFFSET(INDIRECT(ADDRESS(ROW(), COLUMN())),-1,0)+$O$15*D286*P599,IF(ROW(B286)=ROW($B$30),$O$15*D286*P599,0))))","v":0},{"$f":"IF(B286<$O$5,0,IF(C286*$R$341>$O$8,$O$8,C286*$R$341))","v":100000},{"$f":"IF(B286>$O$6,0,IF(B286<$O$5,0,IF(ROW(B286)>ROW($B$30),OFFSET(INDIRECT(ADDRESS(ROW(), COLUMN())),-1,0)+$O$15*D286*R599,IF(ROW(B286)=ROW($B$30),$O$15*D286*R599,0))))","v":0},{"$f":"IF(B286<$O$5,0,IF(C286*$T$341>$O$8,$O$8,C286*$T$341))","v":100000},{"$f":"IF(B286>$O$6,0,IF(B286<$O$5,0,IF(ROW(B286)>ROW($B$30),OFFSET(INDIRECT(ADDRESS(ROW(), COLUMN())),-1,0)+$O$15*D286*T599,IF(ROW(B286)=ROW($B$30),$O$15*D286*T599,0))))","v":0},{"$f":"IF(B286<$O$5,0,IF(C286*$V$341>$O$8,$O$8,C286*$V$341))","v":100000},{"$f":"IF(B286>$O$6,0,IF(B286<$O$5,0,IF(ROW(B286)>ROW($B$30),OFFSET(INDIRECT(ADDRESS(ROW(), COLUMN())),-1,0)+$O$15*D286*V599,IF(ROW(B286)=ROW($B$30),$O$15*D286*V599,0))))","v":0},{"$f":"IF(B286<$O$5,0,IF(C286*$X$341>$O$8,$O$8,C286*$X$341))","v":100000},{"$f":"IF(B286>$O$6,0,IF(B286<$O$5,0,IF(ROW(B286)>ROW($B$30),OFFSET(INDIRECT(ADDRESS(ROW(), COLUMN())),-1,0)+$O$15*D286*X599,IF(ROW(B286)=ROW($B$30),$O$15*D286*X599,0))))","v":0},{"$f":"IF(B286<$O$5,0,IF(C286*$Z$341>$O$8,$O$8,C286*$Z$341))","v":100000},{"$f":"IF(B286>$O$6,0,IF(B286<$O$5,0,IF(ROW(B286)>ROW($B$30),OFFSET(INDIRECT(ADDRESS(ROW(), COLUMN())),-1,0)+$O$15*D286*Z599,IF(ROW(B286)=ROW($B$30),$O$15*D286*Z599,0))))","v":0},{"$f":"IF(B286<$O$5,0,IF(C286*$AB$341>$O$8,$O$8,C286*$AB$341))","v":100000},{"$f":"IF(B286>$O$6,0,IF(B286<$O$5,0,IF(ROW(B286)>ROW($B$30),OFFSET(INDIRECT(ADDRESS(ROW(), COLUMN())),-1,0)+$O$15*D286*AB599,IF(ROW(B286)=ROW($B$30),$O$15*D286*AB599,0))))","v":0},{"$f":"IF(B286<$O$5,0,IF(C286*$AD$341>$O$8,$O$8,C286*$AD$341))","v":100000},{"$f":"IF(B286>$O$6,0,IF(B286<$O$5,0,IF(ROW(B286)>ROW($B$30),OFFSET(INDIRECT(ADDRESS(ROW(), COLUMN())),-1,0)+$O$15*D286*AD599,IF(ROW(B286)=ROW($B$30),$O$15*D286*AD599,0))))","v":0}]
[null,100000,0,100000,0,100000,0,100000,0,100000,0,100000,0,100000,0,100000,0,100000,0,100000,0,100000,0,100000,0,100000,0,100000,0,100000,0]
[null,100000,0,100000,0,100000,0,100000,0,100000,0,100000,0,100000,0,100000,0,100000,0,100000,0,100000,0,100000,0,100000,0,100000,0,100000,0]
[null,100000,0,100000,0,100000,0,100000,0,100000,0,100000,0,100000,0,100000,0,100000,0,100000,0,100000,0,100000,0,100000,0,100000,0,100000,0]
[null,100000,0,100000,0,100000,0,100000,0,100000,0,100000,0,100000,0,100000,0,100000,0,100000,0,100000,0,100000,0,100000,0,100000,0,100000,0]
[null,100000,0,100000,0,100000,0,100000,0,100000,0,100000,0,100000,0,100000,0,100000,0,100000,0,100000,0,100000,0,100000,0,100000,0,100000,0]
[null,100000,0,100000,0,100000,0,100000,0,100000,0,100000,0,100000,0,100000,0,100000,0,100000,0,100000,0,100000,0,100000,0,100000,0,100000,0]
[null,100000,0,100000,0,100000,0,100000,0,100000,0,100000,0,100000,0,100000,0,100000,0,100000,0,100000,0,100000,0,100000,0,100000,0,100000,0]
[null,100000,0,100000,0,100000,0,100000,0,100000,0,100000,0,100000,0,100000,0,100000,0,100000,0,100000,0,100000,0,100000,0,100000,0,100000,0]
[null,100000,0,100000,0,100000,0,100000,0,100000,0,100000,0,100000,0,100000,0,100000,0,100000,0,100000,0,100000,0,100000,0,100000,0,100000,0]
[null,100000,0,100000,0,100000,0,100000,0,100000,0,100000,0,100000,0,100000,0,100000,0,100000,0,100000,0,100000,0,100000,0,100000,0,100000,0]
[null,100000,0,100000,0,100000,0,100000,0,100000,0,100000,0,100000,0,100000,0,100000,0,100000,0,100000,0,100000,0,100000,0,100000,0,100000,0]
[null,100000,0,100000,0,100000,0,100000,0,100000,0,100000,0,100000,0,100000,0,100000,0,100000,0,100000,0,100000,0,100000,0,100000,0,100000,0]
[null,100000,0,100000,0,100000,0,100000,0,100000,0,100000,0,100000,0,100000,0,100000,0,100000,0,100000,0,100000,0,100000,0,100000,0,100000,0]
[null,100000,0,100000,0,100000,0,100000,0,100000,0,100000,0,100000,0,100000,0,100000,0,100000,0,100000,0,100000,0,100000,0,100000,0,100000,0]
[null,100000,0,100000,0,100000,0,100000,0,100000,0,100000,0,100000,0,100000,0,100000,0,100000,0,100000,0,100000,0,100000,0,100000,0,100000,0]
[null,100000,0,100000,0,100000,0,100000,0,100000,0,100000,0,100000,0,100000,0,100000,0,100000,0,100000,0,100000,0,100000,0,100000,0,100000,0]
[null,100000,0,100000,0,100000,0,100000,0,100000,0,100000,0,100000,0,100000,0,100000,0,100000,0,100000,0,100000,0,100000,0,100000,0,100000,0]
[null,100000,0,100000,0,100000,0,100000,0,100000,0,100000,0,100000,0,100000,0,100000,0,100000,0,100000,0,100000,0,100000,0,100000,0,100000,0]
[null,100000,0,100000,0,100000,0,100000,0,100000,0,100000,0,100000,0,100000,0,100000,0,100000,0,100000,0,100000,0,100000,0,100000,0,100000,0]
[null,100000,0,100000,0,100000,0,100000,0,100000,0,100000,0,100000,0,100000,0,100000,0,100000,0,100000,0,100000,0,100000,0,100000,0,100000,0]
[null,100000,0,100000,0,100000,0,100000,0,100000,0,100000,0,100000,0,100000,0,100000,0,100000,0,100000,0,100000,0,100000,0,100000,0,100000,0]
[null,100000,0,100000,0,100000,0,100000,0,100000,0,100000,0,100000,0,100000,0,100000,0,100000,0,100000,0,100000,0,100000,0,100000,0,100000,0]
[null,100000,0,100000,0,100000,0,100000,0,100000,0,100000,0,100000,0,100000,0,100000,0,100000,0,100000,0,100000,0,100000,0,100000,0,100000,0]
[null,100000,0,100000,0,100000,0,100000,0,100000,0,100000,0,100000,0,100000,0,100000,0,100000,0,100000,0,100000,0,100000,0,100000,0,100000,0]
[null,100000,0,100000,0,100000,0,100000,0,100000,0,100000,0,100000,0,100000,0,100000,0,100000,0,100000,0,100000,0,100000,0,100000,0,100000,0]
[null,100000,0,100000,0,100000,0,100000,0,100000,0,100000,0,100000,0,100000,0,100000,0,100000,0,100000,0,100000,0,100000,0,100000,0,100000,0]
[null,100000,0,100000,0,100000,0,100000,0,100000,0,100000,0,100000,0,100000,0,100000,0,100000,0,100000,0,100000,0,100000,0,100000,0,100000,0]
[null,100000,0,100000,0,100000,0,100000,0,100000,0,100000,0,100000,0,100000,0,100000,0,100000,0,100000,0,100000,0,100000,0,100000,0,100000,0]
[null,100000,0,100000,0,100000,0,100000,0,100000,0,100000,0,100000,0,100000,0,100000,0,100000,0,100000,0,100000,0,100000,0,100000,0,100000,0]
[null,100000,0,100000,0,100000,0,100000,0,100000,0,100000,0,100000,0,100000,0,100000,0,100000,0,100000,0,100000,0,100000,0,100000,0,100000,0]
[null,100000,0,100000,0,100000,0,100000,0,100000,0,100000,0,100000,0,100000,0,100000,0,100000,0,100000,0,100000,0,100000,0,100000,0,100000,0]
[null,100000,0,100000,0,100000,0,100000,0,100000,0,100000,0,100000,0,100000,0,100000,0,100000,0,100000,0,100000,0,100000,0,100000,0,100000,0]
[null,100000,0,100000,0,100000,0,100000,0,100000,0,100000,0,100000,0,100000,0,100000,0,100000,0,100000,0,100000,0,100000,0,100000,0,100000,0]
[null,100000,0,100000,0,100000,0,100000,0,100000,0,100000,0,100000,0,100000,0,100000,0,100000,0,100000,0,100000,0,100000,0,100000,0,100000,0]
[null,100000,0,100000,0,100000,0,100000,0,100000,0,100000,0,100000,0,100000,0,100000,0,100000,0,100000,0,100000,0,100000,0,100000,0,100000,0]
[null,100000,0,100000,0,100000,0,100000,0,100000,0,100000,0,100000,0,100000,0,100000,0,100000,0,100000,0,100000,0,100000,0,100000,0,100000,0]
[null,100000,0,100000,0,100000,0,100000,0,100000,0,100000,0,100000,0,100000,0,100000,0,100000,0,100000,0,100000,0,100000,0,100000,0,100000,0]
[null,100000,0,100000,0,100000,0,100000,0,100000,0,100000,0,100000,0,100000,0,100000,0,100000,0,100000,0,100000,0,100000,0,100000,0,100000,0]
[null,100000,0,100000,0,100000,0,100000,0,100000,0,100000,0,100000,0,100000,0,100000,0,100000,0,100000,0,100000,0,100000,0,100000,0,100000,0]
[null,100000,0,100000,0,100000,0,100000,0,100000,0,100000,0,100000,0,100000,0,100000,0,100000,0,100000,0,100000,0,100000,0,100000,0,100000,0]
[null,100000,0,100000,0,100000,0,100000,0,100000,0,100000,0,100000,0,100000,0,100000,0,100000,0,100000,0,100000,0,100000,0,100000,0,100000,0]
[null,100000,0,100000,0,100000,0,100000,0,100000,0,100000,0,100000,0,100000,0,100000,0,100000,0,100000,0,100000,0,100000,0,100000,0,100000,0]
[null,100000,0,100000,0,100000,0,100000,0,100000,0,100000,0,100000,0,100000,0,100000,0,100000,0,100000,0,100000,0,100000,0,100000,0,100000,0]
[null,100000,0,100000,0,100000,0,100000,0,100000,0,100000,0,100000,0,100000,0,100000,0,100000,0,100000,0,100000,0,100000,0,100000,0,100000,0]
[]
[]
[]
["Drawing the target LCOE front"]
["Meq",{"$f":"IF(($O$3*B653-$O$10)/($O$7*$O$4)<0,0.0001,($O$3*B653-$O$10)/($O$7*$O$4))","v":1E-4},null,{"$f":"IF(($O$3*D653-$O$10)/($O$7*$O$4)<0,0.0001,($O$3*D653-$O$10)/($O$7*$O$4))","v":1E-4},null,{"$f":"IF(($O$3*F653-$O$10)/($O$7*$O$4)<0,0.0001,($O$3*F653-$O$10)/($O$7*$O$4))","v":1E-4},null,{"$f":"IF(($O$3*H653-$O$10)/($O$7*$O$4)<0,0.0001,($O$3*H653-$O$10)/($O$7*$O$4))","v":1E-4},null,{"$f":"IF(($O$3*J653-$O$10)/($O$7*$O$4)<0,0.0001,($O$3*J653-$O$10)/($O$7*$O$4))","v":1E-4},null,{"$f":"IF(($O$3*L653-$O$10)/($O$7*$O$4)<0,0.0001,($O$3*L653-$O$10)/($O$7*$O$4))","v":1E-4},null,{"$f":"IF(($O$3*N653-$O$10)/($O$7*$O$4)<0,0.0001,($O$3*N653-$O$10)/($O$7*$O$4))","v":1E-4},null,{"$f":"IF(($O$3*P653-$O$10)/($O$7*$O$4)<0,0.0001,($O$3*P653-$O$10)/($O$7*$O$4))","v":1E-4},null,{"$f":"IF(($O$3*R653-$O$10)/($O$7*$O$4)<0,0.0001,($O$3*R653-$O$10)/($O$7*$O$4))","v":1E-4},null,{"$f":"IF(($O$3*T653-$O$10)/($O$7*$O$4)<0,0.0001,($O$3*T653-$O$10)/($O$7*$O$4))","v":1E-4},null,{"$f":"IF(($O$3*V653-$O$10)/($O$7*$O$4)<0,0.0001,($O$3*V653-$O$10)/($O$7*$O$4))","v":12004.368459103538},null,25492.809190257125,null,38885.375773668471,null,52212.026488576375,null,65565.70628737571]
["M2",{"$f":"$C$11/B648","v":614400},null,{"$f":"$C$11/D648","v":614400},null,614400,null,614400,null,614400,null,614400,null,614400,null,614400,null,614400,null,614400,null,{"$f":"$C$11/V648","v":5.118136802391037E-3},null,{"$f":"$C$11/X648","v":2.4100913924967209E-3},null,{"$f":"$C$11/Z648","v":1.5800284497084521E-3},null,{"$f":"$C$11/AB648","v":1.1767403820926706E-3},null,{"$f":"$C$11/AD648","v":9.3707524068614983E-4}]
[]
["WhYear",{"$f":"MAX(C656:C946)","v":85991563.365120038},null,{"$f":"MAX(E656:E946)","v":99761340.811838716},null,{"$f":"MAX(G656:G946)","v":115736062.33142778},null,{"$f":"MAX(I656:I946)","v":134245122.01941669},null,{"$f":"MAX(K656:K946)","v":155304757.79463908},null,{"$f":"MAX(M656:M946)","v":179008151.01741764},null,{"$f":"MAX(O656:O946)","v":205560418.4903782},null,{"$f":"MAX(Q656:Q946)","v":234921827.10967103},null,{"$f":"MAX(S656:S946)","v":266562228.60777026},null,{"$f":"MAX(U656:U946)","v":299600454.48556185},null,{"$f":"MAX(W656:W946)","v":333364868.11219972},null,367397241.6492641,null,401187717.33664048,null,434811882.21733117,null,468504243.55584025]
["CF",{"$f":"B651/($O$15*$O$8)*100","v":9.816388512000005},null,{"$f":"D651/($O$15*$O$8)*100","v":11.38828091459346},null,{"$f":"F651/($O$15*$O$8)*100","v":13.211879261578513},null,{"$f":"H651/($O$15*$O$8)*100","v":15.324785618654873},null,{"$f":"J651/($O$15*$O$8)*100","v":17.728853629525009},null,{"$f":"L651/($O$15*$O$8)*100","v":20.434720435778271},null,{"$f":"N651/($O$15*$O$8)*100","v":23.465801197531757},null,{"$f":"P651/($O$15*$O$8)*100","v":26.817560172336876},null,{"$f":"R651/($O$15*$O$8)*100","v":30.429478151571949},null,{"$f":"T651/($O$15*$O$8)*100","v":34.200965123922586},null,{"$f":"V651/($O$15*$O$8)*100","v":38.055350241118688},null,41.940324389185399,null,45.797684627470375,null,49.636059613850591,null,53.482219584000021]
["AEP",{"$f":"$O$15*$O$8*(B652/100)/1000","v":85991.563365120033},null,{"$f":"$O$15*$O$8*(D652/100)/1000","v":99761.340811838716},null,{"$f":"$O$15*$O$8*(F652/100)/1000","v":115736.06233142776},null,{"$f":"$O$15*$O$8*(H652/100)/1000","v":134245.12201941668},null,{"$f":"$O$15*$O$8*(J652/100)/1000","v":155304.75779463907},null,{"$f":"$O$15*$O$8*(L652/100)/1000","v":179008.15101741764},null,{"$f":"$O$15*$O$8*(N652/100)/1000","v":205560.41849037822},null,{"$f":"$O$15*$O$8*(P652/100)/1000","v":234921.82710967102},null,{"$f":"$O$15*$O$8*(R652/100)/1000","v":266562.22860777029},null,{"$f":"$O$15*$O$8*(T652/100)/1000","v":299600.45448556187},null,{"$f":"$O$15*$O$8*(V652/100)/1000","v":333364.86811219971},null,367397.24164926412,null,401187.71733664046,null,434811.88221733115,null,468504.24355584022]
["M1v (Cpmu)",0.1,null,0.11601293999999999,null,0.13459002,null,0.15614184,null,0.18114473,null,0.21015133,null,0.24380273,null,0.28284271,null,0.32813414000000002,null,0.38067805999999998,null,0.44163581000000002,null,0.51235467999999995,null,0.59439772000000002,null,0.68957826,null,0.8]
[null,"Pelec","WhYear","Pelec","WhYear","Pelec","WhYear","Pelec","WhYear","Pelec","WhYear","Pelec","WhYear","Pelec","WhYear","Pelec","WhYear","Pelec","WhYear","Pelec","WhYear","Pelec","WhYear","Pelec","WhYear","Pelec","WhYear","Pelec","WhYear","Pelec","WhYear"]
[null,{"$f":"IF(B30<$O$5,0,IF(C30*$B$654>$O$8,$O$8,C30*$B$654))","v":0},{"$f":"IF(B30>$O$6,0,IF(B30<$O$5,0,IF(ROW(B30)>ROW($B$30),OFFSET(INDIRECT(ADDRESS(ROW(), COLUMN())),-1,0)+$O$15*D30*B656,IF(ROW(B30)=ROW($B$30),$O$15*D30*B656,0))))","v":0},{"$f":"IF(B30<$O$5,0,IF(C30*$D$654>$O$8,$O$8,C30*$D$654))","v":0},{"$f":"IF(B30>$O$6,0,IF(B30<$O$5,0,IF(ROW(B30)>ROW($B$30),OFFSET(INDIRECT(ADDRESS(ROW(), COLUMN())),-1,0)+$O$15*D30*D656,IF(ROW(B30)=ROW($B$30),$O$15*D30*D656,0))))","v":0},{"$f":"IF(B30<$O$5,0,IF(C30*$F$654>$O$8,$O$8,C30*$F$654))","v":0},{"$f":"IF(B30>$O$6,0,IF(B30<$O$5,0,IF(ROW(B30)>ROW($B$30),OFFSET(INDIRECT(ADDRESS(ROW(), COLUMN())),-1,0)+$O$15*D30*F656,IF(ROW(B30)=ROW($B$30),$O$15*D30*F656,0))))","v":0},{"$f":"IF(B30<$O$5,0,IF(C30*$H$654>$O$8,$O$8,C30*$H$654))","v":0},{"$f":"IF(B30>$O$6,0,IF(B30<$O$5,0,IF(ROW(B30)>ROW($B$30),OFFSET(INDIRECT(ADDRESS(ROW(), COLUMN())),-1,0)+$O$15*D30*H656,IF(ROW(B30)=ROW($B$30),$O$15*D30*H656,0))))","v":0},{"$f":"IF(B30<$O$5,0,IF(C30*$J$654>$O$8,$O$8,C30*$J$654))","v":0},{"$f":"IF(B30>$O$6,0,IF(B30<$O$5,0,IF(ROW(B30)>ROW($B$30),OFFSET(INDIRECT(ADDRESS(ROW(), COLUMN())),-1,0)+$O$15*D30*J656,IF(ROW(B30)=ROW($B$30),$O$15*D30*J656,0))))","v":0},{"$f":"IF(B30<$O$5,0,IF(C30*$L$654>$O$8,$O$8,C30*$L$654))","v":0},{"$f":"IF(B30>$O$6,0,IF(B30<$O$5,0,IF(ROW(B30)>ROW($B$30),OFFSET(INDIRECT(ADDRESS(ROW(), COLUMN())),-1,0)+$O$15*D30*L656,IF(ROW(B30)=ROW($B$30),$O$15*D30*L656,0))))","v":0},{"$f":"IF(B30<$O$5,0,IF(C30*$N$654>$O$8,$O$8,C30*$N$654))","v":0},{"$f":"IF(B30>$O$6,0,IF(B30<$O$5,0,IF(ROW(B30)>ROW($B$30),OFFSET(INDIRECT(ADDRESS(ROW(), COLUMN())),-1,0)+$O$15*D30*N656,IF(ROW(B30)=ROW($B$30),$O$15*D30*N656,0))))","v":0},{"$f":"IF(B30<$O$5,0,IF(C30*$P$654>$O$8,$O$8,C30*$P$654))","v":0},{"$f":"IF(B30>$O$6,0,IF(B30<$O$5,0,IF(ROW(B30)>ROW($B$30),OFFSET(INDIRECT(ADDRESS(ROW(), COLUMN())),-1,0)+$O$15*D30*P656,IF(ROW(B30)=ROW($B$30),$O$15*D30*P656,0))))","v":0},{"$f":"IF(B30<$O$5,0,IF(C30*$R$654>$O$8,$O$8,C30*$R$654))","v":0},{"$f":"IF(B30>$O$6,0,IF(B30<$O$5,0,IF(ROW(B30)>ROW($B$30),OFFSET(INDIRECT(ADDRESS(ROW(), COLUMN())),-1,0)+$O$15*D30*R656,IF(ROW(B30)=ROW($B$30),$O$15*D30*R656,0))))","v":0},{"$f":"IF(B30<$O$5,0,IF(C30*$T$654>$O$8,$O$8,C30*$T$654))","v":0},{"$f":"IF(B30>$O$6,0,IF(B30<$O$5,0,IF(ROW(B30)>ROW($B$30),OFFSET(INDIRECT(ADDRESS(ROW(), COLUMN())),-1,0)+$O$15*D30*T656,IF(ROW(B30)=ROW($B$30),$O$15*D30*T656,0))))","v":0},{"$f":"IF(B30<$O$5,0,IF(C30*$V$654>$O$8,$O$8,C30*$V$654))","v":0},{"$f":"IF(B30>$O$6,0,IF(B30<$O$5,0,IF(ROW(B30)>ROW($B$30),OFFSET(INDIRECT(ADDRESS(ROW(), COLUMN())),-1,0)+$O$15*D30*V656,IF(ROW(B30)=ROW($B$30),$O$15*D30*V656,0))))","v":0},{"$f":"IF(B30<$O$5,0,IF(C30*$X$654>$O$8,$O$8,C30*$X$654))","v":0},{"$f":"IF(B30>$O$6,0,IF(B30<$O$5,0,IF(ROW(B30)>ROW($B$30),OFFSET(INDIRECT(ADDRESS(ROW(), COLUMN())),-1,0)+$O$15*D30*X656,IF(ROW(B30)=ROW($B$30),$O$15*D30*X656,0))))","v":0},{"$f":"IF(B30<$O$5,0,IF(C30*$Z$654>$O$8,$O$8,C30*$Z$654))","v":0},{"$f":"IF(B30>$O$6,0,IF(B30<$O$5,0,IF(ROW(B30)>ROW($B$30),OFFSET(INDIRECT(ADDRESS(ROW(), COLUMN())),-1,0)+$O$15*D30*Z656,IF(ROW(B30)=ROW($B$30),$O$15*D30*Z656,0))))","v":0},{"$f":"IF(B30<$O$5,0,IF(C30*$AB$654>$O$8,$O$8,C30*$AB$654))","v":0},{"$f":"IF(B30>$O$6,0,IF(B30<$O$5,0,IF(ROW(B30)>ROW($B$30),OFFSET(INDIRECT(ADDRESS(ROW(), COLUMN())),-1,0)+$O$15*D30*AB656,IF(ROW(B30)=ROW($B$30),$O$15*D30*AB656,0))))","v":0},{"$f":"IF(B30<$O$5,0,IF(C30*$AD$654>$O$8,$O$8,C30*$AD$654))","v":0},{"$f":"IF(B30>$O$6,0,IF(B30<$O$5,0,IF(ROW(B30)>ROW($B$30),OFFSET(INDIRECT(ADDRESS(ROW(), COLUMN())),-1,0)+$O$15*D30*AD656,IF(ROW(B30)=ROW($B$30),$O$15*D30*AD656,0))))","v":0}]
[null,0,{"$f":"IF(B31>$O$6,0,IF(B31<$O$5,0,IF(ROW(B31)>ROW($B$30),OFFSET(INDIRECT(ADDRESS(ROW(), COLUMN())),-1,0)+$O$15*D31*B657,IF(ROW(B31)=ROW($B$30),$O$15*D31*B657,0))))","v":0},0,{"$f":"IF(B31>$O$6,0,IF(B31<$O$5,0,IF(ROW(B31)>ROW($B$30),OFFSET(INDIRECT(ADDRESS(ROW(), COLUMN())),-1,0)+$O$15*D31*D657,IF(ROW(B31)=ROW($B$30),$O$15*D31*D657,0))))","v":0},0,{"$f":"IF(B31>$O$6,0,IF(B31<$O$5,0,IF(ROW(B31)>ROW($B$30),OFFSET(INDIRECT(ADDRESS(ROW(), COLUMN())),-1,0)+$O$15*D31*F657,IF(ROW(B31)=ROW($B$30),$O$15*D31*F657,0))))","v":0},0,{"$f":"IF(B31>$O$6,0,IF(B31<$O$5,0,IF(ROW(B31)>ROW($B$30),OFFSET(INDIRECT(ADDRESS(ROW(), COLUMN())),-1,0)+$O$15*D31*H657,IF(ROW(B31)=ROW($B$30),$O$15*D31*H657,0))))","v":0},0,{"$f":"IF(B31>$O$6,0,IF(B31<$O$5,0,IF(ROW(B31)>ROW($B$30),OFFSET(INDIRECT(ADDRESS(ROW(), COLUMN())),-1,0)+$O$15*D31*J657,IF(ROW(B31)=ROW($B$30),$O$15*D31*J657,0))))","v":0},0,{"$f":"IF(B31>$O$6,0,IF(B31<$O$5,0,IF(ROW(B31)>ROW($B$30),OFFSET(INDIRECT(ADDRESS(ROW(), COLUMN())),-1,0)+$O$15*D31*L657,IF(ROW(B31)=ROW($B$30),$O$15*D31*L657,0))))","v":0},0,{"$f":"IF(B31>$O$6,0,IF(B31<$O$5,0,IF(ROW(B31)>ROW($B$30),OFFSET(INDIRECT(ADDRESS(ROW(), COLUMN())),-1,0)+$O$15*D31*N657,IF(ROW(B31)=ROW($B$30),$O$15*D31*N657,0))))","v":0},0,{"$f":"IF(B31>$O$6,0,IF(B31<$O$5,0,IF(ROW(B31)>ROW($B$30),OFFSET(INDIRECT(ADDRESS(ROW(), COLUMN())),-1,0)+$O$15*D31*P657,IF(ROW(B31)=ROW($B$30),$O$15*D31*P657,0))))","v":0},0,{"$f":"IF(B31>$O$6,0,IF(B31<$O$5,0,IF(ROW(B31)>ROW($B$30),OFFSET(INDIRECT(ADDRESS(ROW(), COLUMN())),-1,0)+$O$15*D31*R657,IF(ROW(B31)=ROW($B$30),$O$15*D31*R657,0))))","v":0},0,{"$f":"IF(B31>$O$6,0,IF(B31<$O$5,0,IF(ROW(B31)>ROW($B$30),OFFSET(INDIRECT(ADDRESS(ROW(), COLUMN())),-1,0)+$O$15*D31*T657,IF(ROW(B31)=ROW($B$30),$O$15*D31*T657,0))))","v":0},0,{"$f":"IF(B31>$O$6,0,IF(B31<$O$5,0,IF(ROW(B31)>ROW($B$30),OFFSET(INDIRECT(ADDRESS(ROW(), COLUMN())),-1,0)+$O$15*D31*V657,IF(ROW(B31)=ROW($B$30),$O$15*D31*V657,0))))","v":0},0,{"$f":"IF(B31>$O$6,0,IF(B31<$O$5,0,IF(ROW(B31)>ROW($B$30),OFFSET(INDIRECT(ADDRESS(ROW(), COLUMN())),-1,0)+$O$15*D31*X657,IF(ROW(B31)=ROW($B$30),$O$15*D31*X657,0))))","v":0},0,{"$f":"IF(B31>$O$6,0,IF(B31<$O$5,0,IF(ROW(B31)>ROW($B$30),OFFSET(INDIRECT(ADDRESS(ROW(), COLUMN())),-1,0)+$O$15*D31*Z657,IF(ROW(B31)=ROW($B$30),$O$15*D31*Z657,0))))","v":0},0,{"$f":"IF(B31>$O$6,0,IF(B31<$O$5,0,IF(ROW(B31)>ROW($B$30),OFFSET(INDIRECT(ADDRESS(ROW(), COLUMN())),-1,0)+$O$15*D31*AB657,IF(ROW(B31)=ROW($B$30),$O$15*D31*AB657,0))))","v":0},0,{"$f":"IF(B31>$O$6,0,IF(B31<$O$5,0,IF(ROW(B31)>ROW($B$30),OFFSET(INDIRECT(ADDRESS(ROW(), COLUMN())),-1,0)+$O$15*D31*AD657,IF(ROW(B31)=ROW($B$30),$O$15*D31*AD657,0))))","v":0}]
[null,0,0,0,0,0,0,0,0,0,0,0,0,0,0,0,0,0,0,0,0,0,0,0,0,0,0,0,0,0,0]
[null,0,0,0,0,0,0,0,0,0,0,0,0,0,0,0,0,0,0,0,0,0,0,0,0,0,0,0,0,0,0]
[null,0,0,0,0,0,0,0,0,0,0,0,0,0,0,0,0,0,0,0,0,0,0,0,0,0,0,0,0,0,0]
[null,0,0,0,0,0,0,0,0,0,0,0,0,0,0,0,0,0,0,0,0,0,0,0,0,0,0,0,0,0,0]
[null,0,0,0,0,0,0,0,0,0,0,0,0,0,0,0,0,0,0,0,0,0,0,0,0,0,0,0,0,0,0]
[null,0,0,0,0,0,0,0,0,0,0,0,0,0,0,0,0,0,0,0,0,0,0,0,0,0,0,0,0,0,0]
[null,0,0,0,0,0,0,0,0,0,0,0,0,0,0,0,0,0,0,0,0,0,0,0,0,0,0,0,0,0,0]
[null,0,0,0,0,0,0,0,0,0,0,0,0,0,0,0,0,0,0,0,0,0,0,0,0,0,0,0,0,0,0]
[null,383.99999999999989,5045.7599999999984,445.48968959999985,5853.7345213439985,516.82567679999988,6791.0893931519986,599.58466559999977,7878.5425059839972,695.59576319999974,9140.1283284479978,806.98110719999966,10603.731748607996,936.20248319999962,12301.700629247996,1086.1160063999996,14271.564324095996,1260.0350975999995,16556.861182463996,1461.8037503999994,19208.101280255993,1695.8815103999996,22283.883046655996,1967.4419711999992,25852.187501567991,2282.4872447999992,29991.88239667199,2647.9805183999993,34794.464011775992,3071.9999999999991,40366.079999999987]
[null,511.10399999999981,38625.292799999996,592.94677685759973,44810.337760888309,687.8949758207998,51985.789304578553,798.04718991359971,60310.24288330751,925.83796081919968,69967.682354269433,1074.0918536831996,81171.566535594233,1246.0855051391995,94169.518316893431,1445.6204045183995,109248.82490095486,1677.1067149055996,126742.77235176192,1945.6607917823992,147038.01530035966,2257.2182903423991,170583.12472215167,2618.6652636671988,197898.49532450302,3037.9905228287989,229587.85974652413,3524.4620699903985,266351.62201014522,4088.8319999999985,309002.34239999996]
[null,663.55200000000002,117096.95232000001,769.80618362879989,135847.6170368302,893.07476951039996,157600.81154687848,1036.0823021567999,182837.33593637068,1201.9894788095999,212114.95811829274,1394.4633532415999,246080.80268994585,1617.7578909695999,285485.5665029583,1876.8084590591998,331200.19326929585,2177.3406486528002,384235.0774614421,2525.9968806911997,445762.40641090099,2930.4832499711997,517142.07386374578,3399.7397262335994,599951.71534888854,3944.1379590143997,696021.61477956711,4575.7103357952001,807475.12632128561,5308.4160000000002,936775.61856000009]
[null,843.64800000000014,272294.43839999998,978.74084805120015,315896.78344432893,1135.4660119296002,366481.13910144771,1317.2875103232002,425165.54633542657,1528.2238917504003,493247.02524469636,1772.9374925184002,572230.38381363079,2056.8368555904003,663861.2744573683,2386.1968660608004,770164.96874984063,2768.2971094272007,893491.01371166995,3211.5828396288002,1036565.185589015,3725.8516783488008,1202549.7486127911,4322.4700107264007,1395113.2985221171,5014.6244768256011,1618511.9335364047,5817.6131989248006,1877683.2503954917,6749.1840000000011,2178355.5071999999]
[null,1053.6960000000004,535360.18176000006,1222.4237082624002,621087.08644911973,1418.1696571392004,720541.37570282049,1645.2603224064005,835921.23842740851,1908.7147742208006,969776.75577666145,2214.3561581568006,1125066.5422590575,2568.9396139008009,1305222.7384638423,2980.3023215616008,1514227.2463509098,3457.536307814401,1756699.5283206133,4011.1894910976007,2037998.7539364418,4653.4988645376015,2364342.2751332484,5398.6607689728007,2742942.9461038662,6263.144999731202,3182168.7141692964,7266.0585424896017,3691727.4261134453,8429.5680000000029,4282881.4540800005]
[null,1296.0000000000009,958257.94176000031,1503.5277024000009,1111703.2110192641,1744.2866592000009,1289719.5554663728,2023.5982464000012,1496241.5822101929,2347.6357008000014,1735833.7613047101,2723.5612368000016,2013791.8094392661,3159.6833808000015,2336259.0224526906,3665.6415216000019,2710362.7312642066,4252.6184544000025,3144371.4561758782,4933.5876576000028,3647877.742487899,5723.6000976000032,4232010.2229811056,6640.1166528000031,4909679.4110790351,7703.3944512000044,5695863.35754037,8936.9342496000045,6607938.4411004223,10368.000000000007,7666063.5340800025]
[null,1572.8640000000007,1592059.2192000006,1824.7257686016007,1846994.7067349651,2116.917972172801,2142752.8215331244,2455.898790297601,2485870.5587485144,2849.1602460672011,2883931.3740599491,3305.3946150912016,3345733.6235364163,3834.6853711872018,3881483.8396262852,4448.7311622144016,4503023.4403901212,5161.1037597696022,5224089.8272126373,5987.5481616384022,6060620.1497017089,6946.3306665984028,7031103.6283935979,8058.6423140352026,8156989.9179426599,9349.0677547008036,9463163.6999746058,10846.128203366405,10978494.26192895,12582.912000000006,12736473.753600005]
[null,1886.5920000000015,2395662.5145600014,2188.6908450048013,2779278.5156189855,2539.1645501184016,3224322.6574788084,2945.7594620928021,3740631.530424254,3417.4619846016026,4339616.3937109243,3964.6981796736027,5034516.636659286,4599.5627999616027,5840690.6120839296,5336.0879394432031,6775956.7786356509,6190.5524345088043,7860986.589453835,7181.8418257152043,9119761.58457423,8331.865860595206,10580103.551043428,9666.0424045056061,12274289.010353845,11213.859833702409,14239763.365439314,13009.528286899209,16519967.883375103,15092.736000000012,19165300.116480011]
[null,2239.4880000000016,3401080.6521600019,2598.0958697472015,3945693.6563419914,3014.1273470976021,4577515.1299582766,3496.7777697792026,5310509.9101666268,4056.7144909824028,6160878.3644374739,4706.3138171904029,7147416.2248869175,5459.9328820224036,8291927.4794678874,6334.2285493248046,9619708.6858550217,7348.5246892032055,11160106.748671614,8525.2394723328052,12947167.845678043,9890.3809686528075,15020390.086920105,11474.121576038408,17425595.891916286,13311.46561167361,20215945.851800181,15443.022383308811,23453112.782361593,17915.904000000013,27208645.217280015]
[null,2633.8560000000025,4522984.784640003,3055.6137809664024,5247247.624413535,3544.9073171712034,6087486.1262439368,4112.5512213504035,7062271.6656569382,4771.0913397888044,8193148.5760772144,5535.0834142848043,9505112.6806186009,6421.4128322688057,11027160.382436946,7449.6696878976063,12792932.737763446,8642.5807344384084,14841457.225409325,10026.511923993608,17218010.732262742,11632.051279833611,19975120.489821631,13494.68448046081,23173724.219790973,15655.580012083214,26884518.435847089,18162.498375705614,31189519.777985279,21070.84800000002,36183878.277120024]
[null,3072.0000000000023,5760877.904640004,3563.9175168000024,6683363.8269832637,4134.6054144000027,7753566.7240305617,4796.6773248000036,8995140.7604583483,5564.7661056000043,10435526.725989792,6455.8488576000045,12106561.536277099,7489.6198656000051,14045177.603479125,8688.9280512000059,16294223.185275,10080.280780800007,18903407.168840498,11694.430003200008,21930398.246352218,13567.052083200009,25442099.797267906,15739.53576960001,29516127.553508993,18259.897958400015,34242526.917163961,21183.844147200016,39725761.615540996,24576.000000000018,46087023.237120032]
[null,3556.2240000000029,7084860.0998400049,4125.6800153856029,8219354.496711323,4786.3225928448037,9535514.625346683,5552.7535881216045,11062430.921316022,6441.9123629952046,12833850.698732907,7473.4520337792055,14888927.728453096,8670.1711969152057,17273082.340090655,10058.520335270408,20039010.306096174,11669.185038873609,23247844.758813143,13537.76453245441,26970507.981784996,15705.558667814412,31289279.289295211,18220.480095283212,36299612.292982936,21138.114374092816,42112246.898638718,24522.947580902419,48855654.999910966,28449.792000000023,56678880.798720039]
[null,4088.832000000004,8481768.664320007,4743.5742148608042,9839949.1914763674,5503.1598065664048,11415614.14166203,6384.3775193088059,13243589.657012682,7406.7036865536065,15364276.94620708,8592.7348294656076,17824549.655591726,9968.6840411136091,20678783.555896707,11564.96323614721,23990064.346093506,13416.853719244813,27831578.663455941,15565.286334259214,32288232.405021314,18057.746322739218,37458527.742995836,20949.322109337616,43456738.698417038,24303.924182630421,50415439.556392573,28195.696559923224,58488432.772643134,32710.656000000032,67854149.314560056]
[null,4672.1280000000052,10006330.752000008,5420.2730533632057,11608638.491519315,6288.218009625607,13467522.560382962,7295.1466263552084,15624068.95265865,8463.3136508544085,18125940.823617384,9818.5391313024102,21028437.159527015,11390.775613094413,24395707.546205543,13214.773449868813,28302177.0705202,15330.847032499218,32834187.358630762,17785.766231116817,38091905.783897042,20633.790337036822,44191539.867874324,23937.866463590424,51267903.904151231,27771.022307481631,59477401.845546901,32217.978967372834,69001481.48948656,37377.024000000041,80050646.016000062]
[null,5308.4160000000056,11657141.95968001,6158.4494690304064,13523793.107398391,7144.5981560832079,15689349.694961717,8288.6584172544081,18201675.947256424,9615.9158304768098,21116298.328579061,11155.706825932812,24497638.8682556,12942.063127756814,28420430.337675355,15014.467672473615,32971376.227306046,17418.725189222419,38251062.517975152,20207.97504552962,44376181.863555841,23443.865999769623,51482113.316482678,27197.917809868824,59725912.384664237,31553.103672115234,69289786.025501296,36605.682686361637,80385116.691291302,42467.328000000045,93257135.677440077]
[null,6000.0000000000064,13417901.959680011,6960.7764000000061,15566502.549742393,8075.4012000000084,18059156.93111372,9368.5104000000101,20950959.009240426,10868.683800000012,24305822.276527066,12609.079800000012,28197899.426363606,14628.163800000015,32713211.286423359,16970.562600000016,37951557.527902052,19688.048400000022,44028717.201439157,22840.683600000022,51079008.872811846,26498.148600000026,59258260.004638687,30741.280800000026,68747248.648232251,35663.863200000036,79755703.320173308,41374.695600000043,92526934.862067312,48000.000000000051,107343215.67744009]
[null,6749.1840000000075,15280271.792640014,7829.9267844096075,17727092.546632379,9083.7280954368089,20565720.861768551,10538.300082585611,23858897.5340291,12225.791134003213,27679407.082043912,14183.499940147214,32111694.399847828,16454.694844723217,37253719.781876281,19089.574928486418,43219134.833668597,22146.376875417624,50139788.436441898,25692.662717030424,58168642.222949222,29806.813426790432,67483152.101627231,34579.760085811235,78289187.646311,40116.995814604845,90825587.145255372,46540.905591398448,105369432.3509578,53993.47200000006,122242174.34112011]
[null,7558.272000000009,17266585.674240015,8768.5735603968096,20031473.678304661,10172.679796454413,23239101.11227677,11801.624973004815,26960364.576934766,13691.411407065616,31277509.999820758,15883.809133017618,36285959.440004855,18427.27347682562,42096407.25158605,21378.021353971224,48837278.845492236,24801.270826060831,56657562.409530684,28772.683219123232,65730103.372934803,33380.035769203241,76255425.501773849,38725.160319129638,88466159.778178275,44926.196439398453,102632191.56952928,52120.200543667263,119066621.05383356,60466.176000000072,138132685.39392012]
[null,8429.568000000012,19371111.621120017,9779.3896660992123,22472996.102342989,11345.357257113616,26071583.005087756,13162.082579251217,30246410.113670625,15269.718193766421,35089747.844076484,17714.849265254423,40708648.707568273,20551.516911206425,47227298.963637844,23842.418572492832,54789777.066300794,27660.290462515237,63563230.526402235,32089.515928780842,73741571.919714227,37227.990916300849,85549765.713937521,43189.286151782449,99248796.958832279,50105.159997849667,115141445.81459242,58128.468339916879,133578974.4595772,67436.544000000096,154968892.96896014]
[null,9365.3760000000129,21647740.87296002,10865.048039654414,25114180.630302582,12604.861431475218,29135698.770465065,14623.27040931842,33801180.917471841,16964.885068684824,39213741.755423076,19681.462223500825,45493015.359479085,22833.042362764831,52777783.231602348,26489.283280089636,61229056.938857786,30730.995995366444,71033628.342915863,35651.931668505647,82408199.989011258,41360.854157145659,95604175.750998065,47983.942235596856,110913213.47688352,55667.581413427273,128673678.18038246,64581.596863257684,149278114.84106651,74923.008000000103,173181926.98368016]
[null,10368.000000000013,24099980.232960023,12028.221619200012,27959095.607675768,13954.293273600017,32436168.215536941,16188.785971200019,37630152.575380072,18781.085606400022,43655844.123048812,21788.489894400023,50646428.989302576,25277.467046400026,58756409.737416886,29325.132172800033,68165037.200368449,34020.947635200042,79080262.877593383,39468.701260800044,91743337.21121569,45788.800780800055,106434142.91167289,53120.933222400054,123477376.60264558,61627.155609600071,143249733.02516508,71495.473996800079,166188224.35078967,82944.000000000102,192799841.86368018]
[null,11439.744000000015,26780655.444480028,13271.583342873617,31069025.732411344,15396.753737548821,36044089.518856756,17862.226772889622,41815808.175071299,20722.493381491226,48511745.99713365,24040.77416459523,56279903.599292174,27890.408177011235,65291969.085535929,32356.481946662443,75747131.614929855,37537.705592601647,87876473.429107726,43548.595528166457,101948079.60133094,50522.00607632647,118272964.59553847,58612.063764019273,137211941.5044682,67997.57750983689,159183605.36304516,78885.987623654495,184673577.83064061,91517.952000000121,214245243.55584022]
[null,12582.912000000018,29701652.636160031,14597.806148812819,34457760.451796755,16935.343777382423,39975460.223338313,19647.190322380826,46376706.936508782,22793.281968537631,53802978.473309979,26443.156920729634,62418418.046870351,30677.48296949764,72413439.98207511,35589.849297715249,84008959.23090148,41288.830078156861,97461262.443451062,47900.385293107262,113067675.04327285,55570.64533278728,131173134.20309171,64469.138512281679,152177807.31870928,74792.542037606501,176545946.07165512,86769.02562693131,204816139.43967646,100000,237459243.55584022]
[null,13799.808000000023,32693589.008640036,16009.562975155224,37928793.800440162,18573.16434716163,44002307.985446423,21547.274127667235,51048371.440128312,24997.62494211844,59222713.537010677,29000.480049446447,68706012.12639083,33644.308638758455,79707862.538044333,39031.750921996863,92471433.14829962,45281.881302451278,107278827.12863553,52532.841378124882,124457320.38246411,60944.893839244898,144386596.63637841,70703.962119014512,167507133.34573281,82025.74411637774,194329947.65352699,95160.475889740948,225447882.2173312,100000,259140243.55584022]
[null,15092.736000000023,35734473.457920037,17509.526760038425,41456613.252052702,20313.316400947231,48095034.973909274,23566.075696742435,55796464.37150798,27339.695876812839,64731115.46227093,31717.585437388847,75096471.240315929,36796.50239969285,87121621.841534451,42688.703515545662,101072353.13261175,49524.419476070478,117257007.16467421,57454.734605721678,136033300.3108249,66654.926884761706,157816231.3051202,77328.339236044907,183087247.13501114,89710.878669619327,212404895.4878819,100000,245595882.2173312,100000,279288243.55584025]
[null,16464.000000000025,39069668.257920042,19100.370441600026,45325870.794259824,22158.900892800033,52583874.32226824,25707.192537600036,61004098.899812311,29823.668347200044,70772645.077704981,34599.314971200045,82105427.470606774,40139.681467200055,95252917.814752504,46567.223774400067,110505708.48871085,54024.004809600083,128200919.93897894,62674.835798400083,148729655.1726858,72710.919758400109,172545645.8751781,84354.074515200118,200175273.77992779,97861.640620800143,232229217.33664048,100000,265853382.2173312,100000,299545743.55584025]
[null,17915.904000000028,42718600.425600044,20784.76695797763,49559104.28059113,24113.018776780838,57494972.856535196,27974.222158233642,66701608.726779759,32453.715927859248,77382493.40073207,37650.51053752326,89773706.951784134,43679.463056179266,104149114.05540453,50673.828394598473,120826447.11783873,58788.197513625695,140174312.12657908,68201.9157786625,162620339.359326,79123.047749222518,188660637.01026225,91792.972608307333,218870748.51106173,100000,252596217.33664048,100000,286220382.21733117,100000,319912743.55584025]
[null,19450.752000000033,46403253.630720049,22565.389247308834,53833778.792655081,26178.771006950443,62454148.342236854,30370.762066636849,72454894.038873106,35234.012193369657,84057048.500583053,40876.014023001662,97517054.668231457,47421.464381529673,113132399.1605196,55015.034072179289,131248220.097302,63824.557798732909,152264917.23318204,74044.745369011318,176647005.69830465,85901.48614629134,204933385.03838494,99656.838167193753,237749241.64926407,100000,271539717.33664048,100000,305163882.21733117,100000,338856243.55584025]
[null,21070.848000000035,50094866.200320058,24444.910247731237,58116527.068057597,28359.258537369646,67422690.43798402,32900.40977080325,78219045.830717832,38168.730718310464,90744210.12243104,44280.667314278471,105275027.58169305,51371.302658150482,122132651.38622756,59597.357503180894,141689677.1318593,69140.645875507311,164378358.39057094,80212.095391948926,190700164.81097412,93056.410238668948,221236868.11219975,100000,255269241.64926407,100000,289059717.33664048,100000,322683882.21733117,100000,356376243.55584025]
[null,22778.496000000039,53886119.074560061,26426.002897382441,62514870.990297928,30657.58232209925,72525338.439674214,35566.762778726457,84138777.827609062,41262.045077260867,97611864.905090332,47869.312297996876,113242395.92057166,55534.595100940889,131375829.39482817,64427.315383641704,152412959.50431263,74744.021954534532,176818753.40468368,86712.736669977734,205132632.70232522,100000,237880868.11219975,100000,271913241.6492641,100000,305703717.33664048,100000,339327882.21733117,100000,373020243.55584025]
[null,24576.000000000033,57761262.754560068,28511.340134400038,67010539.102690123,33076.843315200043,77740895.093614951,38373.418598400051,90189498.472204775,44518.128844800056,104631483.4613384,51646.790860800065,121386061.90350261,59916.958924800078,140823535.47809064,69511.424409600091,163373520.90521836,80642.246246400115,189534422.79281604,93555.440025600124,219884454.48556185,100000,253648868.11219975,100000,287681241.6492641,100000,321471717.33664048,100000,355095882.21733117,100000,388788243.55584025]
[null,26465.664000000033,61499670.122880071,30703.594896921633,71347575.399854794,35620.142470732841,82772418.318318322,41323.974737817647,96026716.523795202,47941.155595507254,111403411.39498177,55617.944889331266,129242374.70884511,64524.011344627274,149937874.70057598,74856.201277094486,173947333.61661434,86842.878961689712,201801413.66054952,100000,234009954.48556185,100000,267774368.11219975,100000,301806741.6492641,100000,335597217.33664048,100000,369221382.21733117,100000,402913743.55584025]
[null,28449.792000000023,65051057.658240072,33005.440123084823,75467644.490419477,38290.58074275843,87552231.512436852,44422.028704972836,101571918.36703697,51535.298903961637,117836562.7571633,59787.616270233644,136705662.84785837,69361.369575321645,158596254.46466339,80468.162682163267,183992174.36422879,93353.480310988874,213454728.60777026,100000,246492954.48556185,100000,280257368.11219972,100000,314289741.6492641,100000,348080217.33664048,100000,381704382.21733117,100000,415396743.55584025]
[null,30530.688000000013,68293874.684160069,35419.548751027214,79229731.861009836,41091.259085337617,91916739.596185982,47671.17800785922,106635312.53914173,55304.732344742421,123710754.90316013,64160.646890150427,143520485.95729569,74434.650831782434,166502330.90276116,86353.82532084483,193164245.92068231,100000,224076228.60777026,100000,257114454.48556185,100000,290878868.11219972,100000,324911241.6492641,100000,358701717.33664048,100000,392325882.21733117,100000,426018243.55584025]
[null,32710.656000000014,71159328.149760067,37948.593718886412,82554028.67078428,44025.278452531216,95773353.988627717,51075.020154470418,111109484.30467334,59253.629492428823,128901372.84669688,68741.878635724817,149542274.52578518,79749.472328908829,173488384.67877358,92519.705889177625,201268972.15657428,100000,232836228.60777026,100000,265874454.48556185,100000,299638868.11219972,100000,333671241.6492641,100000,367461717.33664048,100000,401085882.21733117,100000,434778243.55584025]
[null,34992,73649883.749760062,40595.247964800001,85443395.444678918,47095.739798399998,99125393.268778831,54637.152652800003,114998283.64473638,63386.163921600004,133412883.06381676,73536.153393600005,154776210.24357465,85311.451281599991,179560427.22374147,98972.321083200004,208313327.10967103,100000,239953728.60777026,100000,272991954.48556185,100000,306756368.11219972,100000,340788741.6492641,100000,374579217.33664048,100000,408203382.21733117,100000,441895743.55584025]
[null,37377.02399999999,75696275.813760057,43362.18442690558,87817475.042052001,50305.744077004783,101879632.75699484,58361.17301084158,118193557.86707996,67706.509206835181,137119814.44289097,78548.313050419179,159076730.3830851,91126.20490475517,184549586.94227681,100000,213788327.10967103,100000,245428728.60777026,100000,278466954.48556185,100000,312231368.11219972,100000,346263741.6492641,100000,380054217.33664048,100000,413678382.21733117,100000,447370743.55584025]
[null,39868.031999999985,77442495.615360051,46252.076043340778,89843315.972750321,53658.392242406379,104229870.33721225,62250.678736588772,120920137.59574255,72218.838922713578,140282999.58770582,83783.199492825559,162746434.52087086,97199.350413273554,188806918.4903782,100000,218168327.10967103,100000,249808728.60777026,100000,282846954.48556185,100000,316611368.11219972,100000,350643741.6492641,100000,384434217.33664048,100000,418058382.21733117,100000,451750743.55584025]
[null,42467.327999999972,78837547.340160057,49267.595752243164,91461756.493211508,57156.785248665561,106107470.73263091,66309.267338035148,123098397.02779701,76927.326643814347,142810062.26795512,89245.654607462333,165678154.274726,100000,192091918.4903782,100000,221453327.10967103,100000,253093728.60777026,100000,286131954.48556185,100000,319896368.11219972,100000,353928741.6492641,100000,387719217.33664048,100000,421343382.21733117,100000,455035743.55584025]
[null,45177.215999999964,80074273.628160059,52411.416491750351,92896519.019673169,60804.024049843152,107771980.89099537,70540.536323174339,125029444.20964392,81836.145944716729,145050326.76319176,94940.52028097272,168277151.01741764,100000,194829418.4903782,100000,224190827.10967103,100000,255831228.60777026,100000,288869454.48556185,100000,322633868.11219972,100000,356666241.6492641,100000,390456717.33664048,100000,424080882.21733117,100000,457773243.55584025]
[null,47999.999999999956,81125473.628160059,55686.211199999947,94116047.044953167,64603.209599999936,109186791.18123537,74948.083199999935,126670807.23172392,86949.470399999918,146954520.16495177,100000,170467151.01741764,100000,197019418.4903782,100000,226380827.10967103,100000,258021228.60777026,100000,291059454.48556185,100000,324823868.11219972,100000,358856241.6492641,100000,392646717.33664048,100000,426270882.21733117,100000,459963243.55584025]
[null,50937.983999999931,82129461.292800054,59094.652815129513,95280802.651939377,68557.442853196699,110538058.37987188,79535.505476505481,128238452.04466584,92271.473584243067,148773190.9092972,100000,172438151.01741764,100000,198990418.4903782,100000,228351827.10967103,100000,259992228.60777026,100000,293030454.48556185,100000,326794868.11219972,100000,360827241.6492641,100000,394617717.33664048,100000,428241882.21733117,100000,461934243.55584025]
[null,53993.471999999929,83075426.922240049,62639.414275276715,96378245.190042228,72669.824763494311,111811233.7097283,84306.400660684681,129715500.18424104,97806.329072025474,150486757.79463908,100000,174190151.01741764,100000,200742418.4903782,100000,230103827.10967103,100000,261744228.60777026,100000,294782454.48556185,100000,328546868.11219972,100000,362579241.6492641,100000,396369717.33664048,100000,429993882.21733117,100000,463686243.55584025]
[null,57168.767999999916,84077023.737600043,66323.168518579099,97540227.102487728,76943.456284953485,113159283.06384069,89264.366260531067,131279411.88112554,100000,152238757.79463908,100000,175942151.01741764,100000,202494418.4903782,100000,231855827.10967103,100000,263496228.60777026,100000,296534454.48556185,100000,330298868.11219972,100000,364331241.6492641,100000,398121717.33664048,100000,431745882.21733117,100000,465438243.55584025]
[null,60466.17599999989,85136391.141120046,70148.588483174259,98769230.37271294,81381.438371635042,114585085.86411174,94412.999784038228,132933527.63734189,100000,153990757.79463908,100000,177694151.01741764,100000,204246418.4903782,100000,233607827.10967103,100000,265248228.60777026,100000,298286454.48556185,100000,332050868.11219972,100000,366083241.6492641,100000,399873717.33664048,100000,433497882.21733117,100000,467190243.55584025]
[null,63887.999999999884,85766007.381120041,74118.347107199865,99499666.683454394,85986.871977599847,115432486.48745099,99755.898739199823,133916622.0194167,100000,154976257.79463908,100000,178679651.01741764,100000,205231918.4903782,100000,234593327.10967103,100000,266233728.60777026,100000,299271954.48556185,100000,333036368.11219972,100000,367068741.6492641,100000,400859217.33664048,100000,434483382.21733117,100000,468175743.55584025]
[null,67436.543999999863,85913693.412480041,78235.117328793436,99671001.590404451,90762.858056908619,115631257.14659561,100000,134135622.0194167,100000,155195257.79463908,100000,178898651.01741764,100000,205450918.4903782,100000,234812327.10967103,100000,266452728.60777026,100000,299490954.48556185,100000,333255368.11219972,100000,367287741.6492641,100000,401078217.33664048,100000,434702382.21733117,100000,468394743.55584025]
[null,71114.111999999834,85991563.365120038,82501.572086092609,99761340.811838716,95712.497563622179,115736062.33142778,100000,134245122.01941669,100000,155304757.79463908,100000,179008151.01741764,100000,205560418.4903782,100000,234921827.10967103,100000,266562228.60777026,100000,299600454.48556185,100000,333364868.11219972,100000,367397241.6492641,100000,401187717.33664048,100000,434811882.21733117,100000,468504243.55584025]
[null,74923.007999999812,0,86920.384317234973,0,100000,0,100000,0,100000,0,100000,0,100000,0,100000,0,100000,0,100000,0,100000,0,100000,0,100000,0,100000,0,100000,0]
[null,78865.535999999789,0,91494.226960358152,0,100000,0,100000,0,100000,0,100000,0,100000,0,100000,0,100000,0,100000,0,100000,0,100000,0,100000,0,100000,0,100000,0]
[null,82943.999999999782,0,96225.772953599735,0,100000,0,100000,0,100000,0,100000,0,100000,0,100000,0,100000,0,100000,0,100000,0,100000,0,100000,0,100000,0,100000,0]
[null,87160.703999999765,0,100000,0,100000,0,100000,0,100000,0,100000,0,100000,0,100000,0,100000,0,100000,0,100000,0,100000,0,100000,0,100000,0,100000,0]
[null,91517.951999999743,0,100000,0,100000,0,100000,0,100000,0,100000,0,100000,0,100000,0,100000,0,100000,0,100000,0,100000,0,100000,0,100000,0,100000,0]
[null,96018.047999999719,0,100000,0,100000,0,100000,0,100000,0,100000,0,100000,0,100000,0,100000,0,100000,0,100000,0,100000,0,100000,0,100000,0,100000,0]
[null,{"$f":"IF(B94<$O$5,0,IF(C94*$B$654>$O$8,$O$8,C94*$B$654))","v":100000},0,{"$f":"IF(B94<$O$5,0,IF(C94*$D$654>$O$8,$O$8,C94*$D$654))","v":100000},0,{"$f":"IF(B94<$O$5,0,IF(C94*$F$654>$O$8,$O$8,C94*$F$654))","v":100000},0,{"$f":"IF(B94<$O$5,0,IF(C94*$H$654>$O$8,$O$8,C94*$H$654))","v":100000},0,{"$f":"IF(B94<$O$5,0,IF(C94*$J$654>$O$8,$O$8,C94*$J$654))","v":100000},0,{"$f":"IF(B94<$O$5,0,IF(C94*$L$654>$O$8,$O$8,C94*$L$654))","v":100000},0,{"$f":"IF(B94<$O$5,0,IF(C94*$N$654>$O$8,$O$8,C94*$N$654))","v":100000},0,{"$f":"IF(B94<$O$5,0,IF(C94*$P$654>$O$8,$O$8,C94*$P$654))","v":100000},0,{"$f":"IF(B94<$O$5,0,IF(C94*$R$654>$O$8,$O$8,C94*$R$654))","v":100000},0,{"$f":"IF(B94<$O$5,0,IF(C94*$T$654>$O$8,$O$8,C94*$T$654))","v":100000},0,{"$f":"IF(B94<$O$5,0,IF(C94*$V$654>$O$8,$O$8,C94*$V$654))","v":100000},0,{"$f":"IF(B94<$O$5,0,IF(C94*$X$654>$O$8,$O$8,C94*$X$654))","v":100000},0,{"$f":"IF(B94<$O$5,0,IF(C94*$Z$654>$O$8,$O$8,C94*$Z$654))","v":100000},0,{"$f":"IF(B94<$O$5,0,IF(C94*$AB$654>$O$8,$O$8,C94*$AB$654))","v":100000},0,{"$f":"IF(B94<$O$5,0,IF(C94*$AD$654>$O$8,$O$8,C94*$AD$654))","v":100000},0]
[null,100000,{"$f":"IF(B95>$O$6,0,IF(B95<$O$5,0,IF(ROW(B95)>ROW($B$30),OFFSET(INDIRECT(ADDRESS(ROW(), COLUMN())),-1,0)+$O$15*D95*B721,IF(ROW(B95)=ROW($B$30),$O$15*D95*B721,0))))","v":0},100000,{"$f":"IF(B95>$O$6,0,IF(B95<$O$5,0,IF(ROW(B95)>ROW($B$30),OFFSET(INDIRECT(ADDRESS(ROW(), COLUMN())),-1,0)+$O$15*D95*D721,IF(ROW(B95)=ROW($B$30),$O$15*D95*D721,0))))","v":0},100000,{"$f":"IF(B95>$O$6,0,IF(B95<$O$5,0,IF(ROW(B95)>ROW($B$30),OFFSET(INDIRECT(ADDRESS(ROW(), COLUMN())),-1,0)+$O$15*D95*F721,IF(ROW(B95)=ROW($B$30),$O$15*D95*F721,0))))","v":0},100000,{"$f":"IF(B95>$O$6,0,IF(B95<$O$5,0,IF(ROW(B95)>ROW($B$30),OFFSET(INDIRECT(ADDRESS(ROW(), COLUMN())),-1,0)+$O$15*D95*H721,IF(ROW(B95)=ROW($B$30),$O$15*D95*H721,0))))","v":0},100000,{"$f":"IF(B95>$O$6,0,IF(B95<$O$5,0,IF(ROW(B95)>ROW($B$30),OFFSET(INDIRECT(ADDRESS(ROW(), COLUMN())),-1,0)+$O$15*D95*J721,IF(ROW(B95)=ROW($B$30),$O$15*D95*J721,0))))","v":0},100000,{"$f":"IF(B95>$O$6,0,IF(B95<$O$5,0,IF(ROW(B95)>ROW($B$30),OFFSET(INDIRECT(ADDRESS(ROW(), COLUMN())),-1,0)+$O$15*D95*L721,IF(ROW(B95)=ROW($B$30),$O$15*D95*L721,0))))","v":0},100000,{"$f":"IF(B95>$O$6,0,IF(B95<$O$5,0,IF(ROW(B95)>ROW($B$30),OFFSET(INDIRECT(ADDRESS(ROW(), COLUMN())),-1,0)+$O$15*D95*N721,IF(ROW(B95)=ROW($B$30),$O$15*D95*N721,0))))","v":0},100000,{"$f":"IF(B95>$O$6,0,IF(B95<$O$5,0,IF(ROW(B95)>ROW($B$30),OFFSET(INDIRECT(ADDRESS(ROW(), COLUMN())),-1,0)+$O$15*D95*P721,IF(ROW(B95)=ROW($B$30),$O$15*D95*P721,0))))","v":0},100000,{"$f":"IF(B95>$O$6,0,IF(B95<$O$5,0,IF(ROW(B95)>ROW($B$30),OFFSET(INDIRECT(ADDRESS(ROW(), COLUMN())),-1,0)+$O$15*D95*R721,IF(ROW(B95)=ROW($B$30),$O$15*D95*R721,0))))","v":0},100000,{"$f":"IF(B95>$O$6,0,IF(B95<$O$5,0,IF(ROW(B95)>ROW($B$30),OFFSET(INDIRECT(ADDRESS(ROW(), COLUMN())),-1,0)+$O$15*D95*T721,IF(ROW(B95)=ROW($B$30),$O$15*D95*T721,0))))","v":0},100000,{"$f":"IF(B95>$O$6,0,IF(B95<$O$5,0,IF(ROW(B95)>ROW($B$30),OFFSET(INDIRECT(ADDRESS(ROW(), COLUMN())),-1,0)+$O$15*D95*V721,IF(ROW(B95)=ROW($B$30),$O$15*D95*V721,0))))","v":0},100000,{"$f":"IF(B95>$O$6,0,IF(B95<$O$5,0,IF(ROW(B95)>ROW($B$30),OFFSET(INDIRECT(ADDRESS(ROW(), COLUMN())),-1,0)+$O$15*D95*X721,IF(ROW(B95)=ROW($B$30),$O$15*D95*X721,0))))","v":0},100000,{"$f":"IF(B95>$O$6,0,IF(B95<$O$5,0,IF(ROW(B95)>ROW($B$30),OFFSET(INDIRECT(ADDRESS(ROW(), COLUMN())),-1,0)+$O$15*D95*Z721,IF(ROW(B95)=ROW($B$30),$O$15*D95*Z721,0))))","v":0},100000,{"$f":"IF(B95>$O$6,0,IF(B95<$O$5,0,IF(ROW(B95)>ROW($B$30),OFFSET(INDIRECT(ADDRESS(ROW(), COLUMN())),-1,0)+$O$15*D95*AB721,IF(ROW(B95)=ROW($B$30),$O$15*D95*AB721,0))))","v":0},100000,{"$f":"IF(B95>$O$6,0,IF(B95<$O$5,0,IF(ROW(B95)>ROW($B$30),OFFSET(INDIRECT(ADDRESS(ROW(), COLUMN())),-1,0)+$O$15*D95*AD721,IF(ROW(B95)=ROW($B$30),$O$15*D95*AD721,0))))","v":0}]
[null,100000,0,100000,0,100000,0,100000,0,100000,0,100000,0,100000,0,100000,0,100000,0,100000,0,100000,0,100000,0,100000,0,100000,0,100000,0]
[null,100000,0,100000,0,100000,0,100000,0,100000,0,100000,0,100000,0,100000,0,100000,0,100000,0,100000,0,100000,0,100000,0,100000,0,100000,0]
[null,100000,0,100000,0,100000,0,100000,0,100000,0,100000,0,100000,0,100000,0,100000,0,100000,0,100000,0,100000,0,100000,0,100000,0,100000,0]
[null,100000,0,100000,0,100000,0,100000,0,100000,0,100000,0,100000,0,100000,0,100000,0,100000,0,100000,0,100000,0,100000,0,100000,0,100000,0]
[null,100000,0,100000,0,100000,0,100000,0,100000,0,100000,0,100000,0,100000,0,100000,0,100000,0,100000,0,100000,0,100000,0,100000,0,100000,0]
[null,100000,0,100000,0,100000,0,100000,0,100000,0,100000,0,100000,0,100000,0,100000,0,100000,0,100000,0,100000,0,100000,0,100000,0,100000,0]
[null,100000,0,100000,0,100000,0,100000,0,100000,0,100000,0,100000,0,100000,0,100000,0,100000,0,100000,0,100000,0,100000,0,100000,0,100000,0]
[null,100000,0,100000,0,100000,0,100000,0,100000,0,100000,0,100000,0,100000,0,100000,0,100000,0,100000,0,100000,0,100000,0,100000,0,100000,0]
[null,100000,0,100000,0,100000,0,100000,0,100000,0,100000,0,100000,0,100000,0,100000,0,100000,0,100000,0,100000,0,100000,0,100000,0,100000,0]
[null,100000,0,100000,0,100000,0,100000,0,100000,0,100000,0,100000,0,100000,0,100000,0,100000,0,100000,0,100000,0,100000,0,100000,0,100000,0]
[null,100000,0,100000,0,100000,0,100000,0,100000,0,100000,0,100000,0,100000,0,100000,0,100000,0,100000,0,100000,0,100000,0,100000,0,100000,0]
[null,100000,0,100000,0,100000,0,100000,0,100000,0,100000,0,100000,0,100000,0,100000,0,100000,0,100000,0,100000,0,100000,0,100000,0,100000,0]
[null,100000,0,100000,0,100000,0,100000,0,100000,0,100000,0,100000,0,100000,0,100000,0,100000,0,100000,0,100000,0,100000,0,100000,0,100000,0]
[null,100000,0,100000,0,100000,0,100000,0,100000,0,100000,0,100000,0,100000,0,100000,0,100000,0,100000,0,100000,0,100000,0,100000,0,100000,0]
[null,100000,0,100000,0,100000,0,100000,0,100000,0,100000,0,100000,0,100000,0,100000,0,100000,0,100000,0,100000,0,100000,0,100000,0,100000,0]
[null,100000,0,100000,0,100000,0,100000,0,100000,0,100000,0,100000,0,100000,0,100000,0,100000,0,100000,0,100000,0,100000,0,100000,0,100000,0]
[null,100000,0,100000,0,100000,0,100000,0,100000,0,100000,0,100000,0,100000,0,100000,0,100000,0,100000,0,100000,0,100000,0,100000,0,100000,0]
[null,100000,0,100000,0,100000,0,100000,0,100000,0,100000,0,100000,0,100000,0,100000,0,100000,0,100000,0,100000,0,100000,0,100000,0,100000,0]
[null,100000,0,100000,0,100000,0,100000,0,100000,0,100000,0,100000,0,100000,0,100000,0,100000,0,100000,0,100000,0,100000,0,100000,0,100000,0]
[null,100000,0,100000,0,100000,0,100000,0,100000,0,100000,0,100000,0,100000,0,100000,0,100000,0,100000,0,100000,0,100000,0,100000,0,100000,0]
[null,100000,0,100000,0,100000,0,100000,0,100000,0,100000,0,100000,0,100000,0,100000,0,100000,0,100000,0,100000,0,100000,0,100000,0,100000,0]
[null,100000,0,100000,0,100000,0,100000,0,100000,0,100000,0,100000,0,100000,0,100000,0,100000,0,100000,0,100000,0,100000,0,100000,0,100000,0]
[null,100000,0,100000,0,100000,0,100000,0,100000,0,100000,0,100000,0,100000,0,100000,0,100000,0,100000,0,100000,0,100000,0,100000,0,100000,0]
[null,100000,0,100000,0,100000,0,100000,0,100000,0,100000,0,100000,0,100000,0,100000,0,100000,0,100000,0,100000,0,100000,0,100000,0,100000,0]
[null,100000,0,100000,0,100000,0,100000,0,100000,0,100000,0,100000,0,100000,0,100000,0,100000,0,100000,0,100000,0,100000,0,100000,0,100000,0]
[null,100000,0,100000,0,100000,0,100000,0,100000,0,100000,0,100000,0,100000,0,100000,0,100000,0,100000,0,100000,0,100000,0,100000,0,100000,0]
[null,100000,0,100000,0,100000,0,100000,0,100000,0,100000,0,100000,0,100000,0,100000,0,100000,0,100000,0,100000,0,100000,0,100000,0,100000,0]
[null,100000,0,100000,0,100000,0,100000,0,100000,0,100000,0,100000,0,100000,0,100000,0,100000,0,100000,0,100000,0,100000,0,100000,0,100000,0]
[null,100000,0,100000,0,100000,0,100000,0,100000,0,100000,0,100000,0,100000,0,100000,0,100000,0,100000,0,100000,0,100000,0,100000,0,100000,0]
[null,100000,0,100000,0,100000,0,100000,0,100000,0,100000,0,100000,0,100000,0,100000,0,100000,0,100000,0,100000,0,100000,0,100000,0,100000,0]
[null,100000,0,100000,0,100000,0,100000,0,100000,0,100000,0,100000,0,100000,0,100000,0,100000,0,100000,0,100000,0,100000,0,100000,0,100000,0]
[null,100000,0,100000,0,100000,0,100000,0,100000,0,100000,0,100000,0,100000,0,100000,0,100000,0,100000,0,100000,0,100000,0,100000,0,100000,0]
[null,100000,0,100000,0,100000,0,100000,0,100000,0,100000,0,100000,0,100000,0,100000,0,100000,0,100000,0,100000,0,100000,0,100000,0,100000,0]
[null,100000,0,100000,0,100000,0,100000,0,100000,0,100000,0,100000,0,100000,0,100000,0,100000,0,100000,0,100000,0,100000,0,100000,0,100000,0]
[null,100000,0,100000,0,100000,0,100000,0,100000,0,100000,0,100000,0,100000,0,100000,0,100000,0,100000,0,100000,0,100000,0,100000,0,100000,0]
[null,100000,0,100000,0,100000,0,100000,0,100000,0,100000,0,100000,0,100000,0,100000,0,100000,0,100000,0,100000,0,100000,0,100000,0,100000,0]
[null,100000,0,100000,0,100000,0,100000,0,100000,0,100000,0,100000,0,100000,0,100000,0,100000,0,100000,0,100000,0,100000,0,100000,0,100000,0]
[null,100000,0,100000,0,100000,0,100000,0,100000,0,100000,0,100000,0,100000,0,100000,0,100000,0,100000,0,100000,0,100000,0,100000,0,100000,0]
[null,100000,0,100000,0,100000,0,100000,0,100000,0,100000,0,100000,0,100000,0,100000,0,100000,0,100000,0,100000,0,100000,0,100000,0,100000,0]
[null,100000,0,100000,0,100000,0,100000,0,100000,0,100000,0,100000,0,100000,0,100000,0,100000,0,100000,0,100000,0,100000,0,100000,0,100000,0]
[null,100000,0,100000,0,100000,0,100000,0,100000,0,100000,0,100000,0,100000,0,100000,0,100000,0,100000,0,100000,0,100000,0,100000,0,100000,0]
[null,100000,0,100000,0,100000,0,100000,0,100000,0,100000,0,100000,0,100000,0,100000,0,100000,0,100000,0,100000,0,100000,0,100000,0,100000,0]
[null,100000,0,100000,0,100000,0,100000,0,100000,0,100000,0,100000,0,100000,0,100000,0,100000,0,100000,0,100000,0,100000,0,100000,0,100000,0]
[null,100000,0,100000,0,100000,0,100000,0,100000,0,100000,0,100000,0,100000,0,100000,0,100000,0,100000,0,100000,0,100000,0,100000,0,100000,0]
[null,100000,0,100000,0,100000,0,100000,0,100000,0,100000,0,100000,0,100000,0,100000,0,100000,0,100000,0,100000,0,100000,0,100000,0,100000,0]
[null,100000,0,100000,0,100000,0,100000,0,100000,0,100000,0,100000,0,100000,0,100000,0,100000,0,100000,0,100000,0,100000,0,100000,0,100000,0]
[null,100000,0,100000,0,100000,0,100000,0,100000,0,100000,0,100000,0,100000,0,100000,0,100000,0,100000,0,100000,0,100000,0,100000,0,100000,0]
[null,100000,0,100000,0,100000,0,100000,0,100000,0,100000,0,100000,0,100000,0,100000,0,100000,0,100000,0,100000,0,100000,0,100000,0,100000,0]
[null,100000,0,100000,0,100000,0,100000,0,100000,0,100000,0,100000,0,100000,0,100000,0,100000,0,100000,0,100000,0,100000,0,100000,0,100000,0]
[null,100000,0,100000,0,100000,0,100000,0,100000,0,100000,0,100000,0,100000,0,100000,0,100000,0,100000,0,100000,0,100000,0,100000,0,100000,0]
[null,100000,0,100000,0,100000,0,100000,0,100000,0,100000,0,100000,0,100000,0,100000,0,100000,0,100000,0,100000,0,100000,0,100000,0,100000,0]
[null,100000,0,100000,0,100000,0,100000,0,100000,0,100000,0,100000,0,100000,0,100000,0,100000,0,100000,0,100000,0,100000,0,100000,0,100000,0]
[null,100000,0,100000,0,100000,0,100000,0,100000,0,100000,0,100000,0,100000,0,100000,0,100000,0,100000,0,100000,0,100000,0,100000,0,100000,0]
[null,100000,0,100000,0,100000,0,100000,0,100000,0,100000,0,100000,0,100000,0,100000,0,100000,0,100000,0,100000,0,100000,0,100000,0,100000,0]
[null,100000,0,100000,0,100000,0,100000,0,100000,0,100000,0,100000,0,100000,0,100000,0,100000,0,100000,0,100000,0,100000,0,100000,0,100000,0]
[null,100000,0,100000,0,100000,0,100000,0,100000,0,100000,0,100000,0,100000,0,100000,0,100000,0,100000,0,100000,0,100000,0,100000,0,100000,0]
[null,100000,0,100000,0,100000,0,100000,0,100000,0,100000,0,100000,0,100000,0,100000,0,100000,0,100000,0,100000,0,100000,0,100000,0,100000,0]
[null,100000,0,100000,0,100000,0,100000,0,100000,0,100000,0,100000,0,100000,0,100000,0,100000,0,100000,0,100000,0,100000,0,100000,0,100000,0]
[null,100000,0,100000,0,100000,0,100000,0,100000,0,100000,0,100000,0,100000,0,100000,0,100000,0,100000,0,100000,0,100000,0,100000,0,100000,0]
[null,100000,0,100000,0,100000,0,100000,0,100000,0,100000,0,100000,0,100000,0,100000,0,100000,0,100000,0,100000,0,100000,0,100000,0,100000,0]
[null,100000,0,100000,0,100000,0,100000,0,100000,0,100000,0,100000,0,100000,0,100000,0,100000,0,100000,0,100000,0,100000,0,100000,0,100000,0]
[null,100000,0,100000,0,100000,0,100000,0,100000,0,100000,0,100000,0,100000,0,100000,0,100000,0,100000,0,100000,0,100000,0,100000,0,100000,0]
[null,{"$f":"IF(B158<$O$5,0,IF(C158*$B$654>$O$8,$O$8,C158*$B$654))","v":100000},0,{"$f":"IF(B158<$O$5,0,IF(C158*$D$654>$O$8,$O$8,C158*$D$654))","v":100000},0,{"$f":"IF(B158<$O$5,0,IF(C158*$F$654>$O$8,$O$8,C158*$F$654))","v":100000},0,{"$f":"IF(B158<$O$5,0,IF(C158*$H$654>$O$8,$O$8,C158*$H$654))","v":100000},0,{"$f":"IF(B158<$O$5,0,IF(C158*$J$654>$O$8,$O$8,C158*$J$654))","v":100000},0,{"$f":"IF(B158<$O$5,0,IF(C158*$L$654>$O$8,$O$8,C158*$L$654))","v":100000},0,{"$f":"IF(B158<$O$5,0,IF(C158*$N$654>$O$8,$O$8,C158*$N$654))","v":100000},0,{"$f":"IF(B158<$O$5,0,IF(C158*$P$654>$O$8,$O$8,C158*$P$654))","v":100000},0,{"$f":"IF(B158<$O$5,0,IF(C158*$R$654>$O$8,$O$8,C158*$R$654))","v":100000},0,{"$f":"IF(B158<$O$5,0,IF(C158*$T$654>$O$8,$O$8,C158*$T$654))","v":100000},0,{"$f":"IF(B158<$O$5,0,IF(C158*$V$654>$O$8,$O$8,C158*$V$654))","v":100000},0,{"$f":"IF(B158<$O$5,0,IF(C158*$X$654>$O$8,$O$8,C158*$X$654))","v":100000},0,{"$f":"IF(B158<$O$5,0,IF(C158*$Z$654>$O$8,$O$8,C158*$Z$654))","v":100000},0,{"$f":"IF(B158<$O$5,0,IF(C158*$AB$654>$O$8,$O$8,C158*$AB$654))","v":100000},0,{"$f":"IF(B158<$O$5,0,IF(C158*$AD$654>$O$8,$O$8,C158*$AD$654))","v":100000},0]
[null,100000,{"$f":"IF(B159>$O$6,0,IF(B159<$O$5,0,IF(ROW(B159)>ROW($B$30),OFFSET(INDIRECT(ADDRESS(ROW(), COLUMN())),-1,0)+$O$15*D159*B785,IF(ROW(B159)=ROW($B$30),$O$15*D159*B785,0))))","v":0},100000,{"$f":"IF(B159>$O$6,0,IF(B159<$O$5,0,IF(ROW(B159)>ROW($B$30),OFFSET(INDIRECT(ADDRESS(ROW(), COLUMN())),-1,0)+$O$15*D159*D785,IF(ROW(B159)=ROW($B$30),$O$15*D159*D785,0))))","v":0},100000,{"$f":"IF(B159>$O$6,0,IF(B159<$O$5,0,IF(ROW(B159)>ROW($B$30),OFFSET(INDIRECT(ADDRESS(ROW(), COLUMN())),-1,0)+$O$15*D159*F785,IF(ROW(B159)=ROW($B$30),$O$15*D159*F785,0))))","v":0},100000,{"$f":"IF(B159>$O$6,0,IF(B159<$O$5,0,IF(ROW(B159)>ROW($B$30),OFFSET(INDIRECT(ADDRESS(ROW(), COLUMN())),-1,0)+$O$15*D159*H785,IF(ROW(B159)=ROW($B$30),$O$15*D159*H785,0))))","v":0},100000,{"$f":"IF(B159>$O$6,0,IF(B159<$O$5,0,IF(ROW(B159)>ROW($B$30),OFFSET(INDIRECT(ADDRESS(ROW(), COLUMN())),-1,0)+$O$15*D159*J785,IF(ROW(B159)=ROW($B$30),$O$15*D159*J785,0))))","v":0},100000,{"$f":"IF(B159>$O$6,0,IF(B159<$O$5,0,IF(ROW(B159)>ROW($B$30),OFFSET(INDIRECT(ADDRESS(ROW(), COLUMN())),-1,0)+$O$15*D159*L785,IF(ROW(B159)=ROW($B$30),$O$15*D159*L785,0))))","v":0},100000,{"$f":"IF(B159>$O$6,0,IF(B159<$O$5,0,IF(ROW(B159)>ROW($B$30),OFFSET(INDIRECT(ADDRESS(ROW(), COLUMN())),-1,0)+$O$15*D159*N785,IF(ROW(B159)=ROW($B$30),$O$15*D159*N785,0))))","v":0},100000,{"$f":"IF(B159>$O$6,0,IF(B159<$O$5,0,IF(ROW(B159)>ROW($B$30),OFFSET(INDIRECT(ADDRESS(ROW(), COLUMN())),-1,0)+$O$15*D159*P785,IF(ROW(B159)=ROW($B$30),$O$15*D159*P785,0))))","v":0},100000,{"$f":"IF(B159>$O$6,0,IF(B159<$O$5,0,IF(ROW(B159)>ROW($B$30),OFFSET(INDIRECT(ADDRESS(ROW(), COLUMN())),-1,0)+$O$15*D159*R785,IF(ROW(B159)=ROW($B$30),$O$15*D159*R785,0))))","v":0},100000,{"$f":"IF(B159>$O$6,0,IF(B159<$O$5,0,IF(ROW(B159)>ROW($B$30),OFFSET(INDIRECT(ADDRESS(ROW(), COLUMN())),-1,0)+$O$15*D159*T785,IF(ROW(B159)=ROW($B$30),$O$15*D159*T785,0))))","v":0},100000,{"$f":"IF(B159>$O$6,0,IF(B159<$O$5,0,IF(ROW(B159)>ROW($B$30),OFFSET(INDIRECT(ADDRESS(ROW(), COLUMN())),-1,0)+$O$15*D159*V785,IF(ROW(B159)=ROW($B$30),$O$15*D159*V785,0))))","v":0},100000,{"$f":"IF(B159>$O$6,0,IF(B159<$O$5,0,IF(ROW(B159)>ROW($B$30),OFFSET(INDIRECT(ADDRESS(ROW(), COLUMN())),-1,0)+$O$15*D159*X785,IF(ROW(B159)=ROW($B$30),$O$15*D159*X785,0))))","v":0},100000,{"$f":"IF(B159>$O$6,0,IF(B159<$O$5,0,IF(ROW(B159)>ROW($B$30),OFFSET(INDIRECT(ADDRESS(ROW(), COLUMN())),-1,0)+$O$15*D159*Z785,IF(ROW(B159)=ROW($B$30),$O$15*D159*Z785,0))))","v":0},100000,{"$f":"IF(B159>$O$6,0,IF(B159<$O$5,0,IF(ROW(B159)>ROW($B$30),OFFSET(INDIRECT(ADDRESS(ROW(), COLUMN())),-1,0)+$O$15*D159*AB785,IF(ROW(B159)=ROW($B$30),$O$15*D159*AB785,0))))","v":0},100000,{"$f":"IF(B159>$O$6,0,IF(B159<$O$5,0,IF(ROW(B159)>ROW($B$30),OFFSET(INDIRECT(ADDRESS(ROW(), COLUMN())),-1,0)+$O$15*D159*AD785,IF(ROW(B159)=ROW($B$30),$O$15*D159*AD785,0))))","v":0}]
[null,100000,0,100000,0,100000,0,100000,0,100000,0,100000,0,100000,0,100000,0,100000,0,100000,0,100000,0,100000,0,100000,0,100000,0,100000,0]
[null,100000,0,100000,0,100000,0,100000,0,100000,0,100000,0,100000,0,100000,0,100000,0,100000,0,100000,0,100000,0,100000,0,100000,0,100000,0]
[null,100000,0,100000,0,100000,0,100000,0,100000,0,100000,0,100000,0,100000,0,100000,0,100000,0,100000,0,100000,0,100000,0,100000,0,100000,0]
[null,100000,0,100000,0,100000,0,100000,0,100000,0,100000,0,100000,0,100000,0,100000,0,100000,0,100000,0,100000,0,100000,0,100000,0,100000,0]
[null,100000,0,100000,0,100000,0,100000,0,100000,0,100000,0,100000,0,100000,0,100000,0,100000,0,100000,0,100000,0,100000,0,100000,0,100000,0]
[null,100000,0,100000,0,100000,0,100000,0,100000,0,100000,0,100000,0,100000,0,100000,0,100000,0,100000,0,100000,0,100000,0,100000,0,100000,0]
[null,100000,0,100000,0,100000,0,100000,0,100000,0,100000,0,100000,0,100000,0,100000,0,100000,0,100000,0,100000,0,100000,0,100000,0,100000,0]
[null,100000,0,100000,0,100000,0,100000,0,100000,0,100000,0,100000,0,100000,0,100000,0,100000,0,100000,0,100000,0,100000,0,100000,0,100000,0]
[null,100000,0,100000,0,100000,0,100000,0,100000,0,100000,0,100000,0,100000,0,100000,0,100000,0,100000,0,100000,0,100000,0,100000,0,100000,0]
[null,100000,0,100000,0,100000,0,100000,0,100000,0,100000,0,100000,0,100000,0,100000,0,100000,0,100000,0,100000,0,100000,0,100000,0,100000,0]
[null,100000,0,100000,0,100000,0,100000,0,100000,0,100000,0,100000,0,100000,0,100000,0,100000,0,100000,0,100000,0,100000,0,100000,0,100000,0]
[null,100000,0,100000,0,100000,0,100000,0,100000,0,100000,0,100000,0,100000,0,100000,0,100000,0,100000,0,100000,0,100000,0,100000,0,100000,0]
[null,100000,0,100000,0,100000,0,100000,0,100000,0,100000,0,100000,0,100000,0,100000,0,100000,0,100000,0,100000,0,100000,0,100000,0,100000,0]
[null,100000,0,100000,0,100000,0,100000,0,100000,0,100000,0,100000,0,100000,0,100000,0,100000,0,100000,0,100000,0,100000,0,100000,0,100000,0]
[null,100000,0,100000,0,100000,0,100000,0,100000,0,100000,0,100000,0,100000,0,100000,0,100000,0,100000,0,100000,0,100000,0,100000,0,100000,0]
[null,100000,0,100000,0,100000,0,100000,0,100000,0,100000,0,100000,0,100000,0,100000,0,100000,0,100000,0,100000,0,100000,0,100000,0,100000,0]
[null,100000,0,100000,0,100000,0,100000,0,100000,0,100000,0,100000,0,100000,0,100000,0,100000,0,100000,0,100000,0,100000,0,100000,0,100000,0]
[null,100000,0,100000,0,100000,0,100000,0,100000,0,100000,0,100000,0,100000,0,100000,0,100000,0,100000,0,100000,0,100000,0,100000,0,100000,0]
[null,100000,0,100000,0,100000,0,100000,0,100000,0,100000,0,100000,0,100000,0,100000,0,100000,0,100000,0,100000,0,100000,0,100000,0,100000,0]
[null,100000,0,100000,0,100000,0,100000,0,100000,0,100000,0,100000,0,100000,0,100000,0,100000,0,100000,0,100000,0,100000,0,100000,0,100000,0]
[null,100000,0,100000,0,100000,0,100000,0,100000,0,100000,0,100000,0,100000,0,100000,0,100000,0,100000,0,100000,0,100000,0,100000,0,100000,0]
[null,100000,0,100000,0,100000,0,100000,0,100000,0,100000,0,100000,0,100000,0,100000,0,100000,0,100000,0,100000,0,100000,0,100000,0,100000,0]
[null,100000,0,100000,0,100000,0,100000,0,100000,0,100000,0,100000,0,100000,0,100000,0,100000,0,100000,0,100000,0,100000,0,100000,0,100000,0]
[null,100000,0,100000,0,100000,0,100000,0,100000,0,100000,0,100000,0,100000,0,100000,0,100000,0,100000,0,100000,0,100000,0,100000,0,100000,0]
[null,100000,0,100000,0,100000,0,100000,0,100000,0,100000,0,100000,0,100000,0,100000,0,100000,0,100000,0,100000,0,100000,0,100000,0,100000,0]
[null,100000,0,100000,0,100000,0,100000,0,100000,0,100000,0,100000,0,100000,0,100000,0,100000,0,100000,0,100000,0,100000,0,100000,0,100000,0]
[null,100000,0,100000,0,100000,0,100000,0,100000,0,100000,0,100000,0,100000,0,100000,0,100000,0,100000,0,100000,0,100000,0,100000,0,100000,0]
[null,100000,0,100000,0,100000,0,100000,0,100000,0,100000,0,100000,0,100000,0,100000,0,100000,0,100000,0,100000,0,100000,0,100000,0,100000,0]
[null,100000,0,100000,0,100000,0,100000,0,100000,0,100000,0,100000,0,100000,0,100000,0,100000,0,100000,0,100000,0,100000,0,100000,0,100000,0]
[null,100000,0,100000,0,100000,0,100000,0,100000,0,100000,0,100000,0,100000,0,100000,0,100000,0,100000,0,100000,0,100000,0,100000,0,100000,0]
[null,100000,0,100000,0,100000,0,100000,0,100000,0,100000,0,100000,0,100000,0,100000,0,100000,0,100000,0,100000,0,100000,0,100000,0,100000,0]
[null,100000,0,100000,0,100000,0,100000,0,100000,0,100000,0,100000,0,100000,0,100000,0,100000,0,100000,0,100000,0,100000,0,100000,0,100000,0]
[null,100000,0,100000,0,100000,0,100000,0,100000,0,100000,0,100000,0,100000,0,100000,0,100000,0,100000,0,100000,0,100000,0,100000,0,100000,0]
[null,100000,0,100000,0,100000,0,100000,0,100000,0,100000,0,100000,0,100000,0,100000,0,100000,0,100000,0,100000,0,100000,0,100000,0,100000,0]
[null,100000,0,100000,0,100000,0,100000,0,100000,0,100000,0,100000,0,100000,0,100000,0,100000,0,100000,0,100000,0,100000,0,100000,0,100000,0]
[null,100000,0,100000,0,100000,0,100000,0,100000,0,100000,0,100000,0,100000,0,100000,0,100000,0,100000,0,100000,0,100000,0,100000,0,100000,0]
[null,100000,0,100000,0,100000,0,100000,0,100000,0,100000,0,100000,0,100000,0,100000,0,100000,0,100000,0,100000,0,100000,0,100000,0,100000,0]
[null,100000,0,100000,0,100000,0,100000,0,100000,0,100000,0,100000,0,100000,0,100000,0,100000,0,100000,0,100000,0,100000,0,100000,0,100000,0]
[null,100000,0,100000,0,100000,0,100000,0,100000,0,100000,0,100000,0,100000,0,100000,0,100000,0,100000,0,100000,0,100000,0,100000,0,100000,0]
[null,100000,0,100000,0,100000,0,100000,0,100000,0,100000,0,100000,0,100000,0,100000,0,100000,0,100000,0,100000,0,100000,0,100000,0,100000,0]
[null,100000,0,100000,0,100000,0,100000,0,100000,0,100000,0,100000,0,100000,0,100000,0,100000,0,100000,0,100000,0,100000,0,100000,0,100000,0]
[null,100000,0,100000,0,100000,0,100000,0,100000,0,100000,0,100000,0,100000,0,100000,0,100000,0,100000,0,100000,0,100000,0,100000,0,100000,0]
[null,100000,0,100000,0,100000,0,100000,0,100000,0,100000,0,100000,0,100000,0,100000,0,100000,0,100000,0,100000,0,100000,0,100000,0,100000,0]
[null,100000,0,100000,0,100000,0,100000,0,100000,0,100000,0,100000,0,100000,0,100000,0,100000,0,100000,0,100000,0,100000,0,100000,0,100000,0]
[null,100000,0,100000,0,100000,0,100000,0,100000,0,100000,0,100000,0,100000,0,100000,0,100000,0,100000,0,100000,0,100000,0,100000,0,100000,0]
[null,100000,0,100000,0,100000,0,100000,0,100000,0,100000,0,100000,0,100000,0,100000,0,100000,0,100000,0,100000,0,100000,0,100000,0,100000,0]
[null,100000,0,100000,0,100000,0,100000,0,100000,0,100000,0,100000,0,100000,0,100000,0,100000,0,100000,0,100000,0,100000,0,100000,0,100000,0]
[null,100000,0,100000,0,100000,0,100000,0,100000,0,100000,0,100000,0,100000,0,100000,0,100000,0,100000,0,100000,0,100000,0,100000,0,100000,0]
[null,100000,0,100000,0,100000,0,100000,0,100000,0,100000,0,100000,0,100000,0,100000,0,100000,0,100000,0,100000,0,100000,0,100000,0,100000,0]
[null,100000,0,100000,0,100000,0,100000,0,100000,0,100000,0,100000,0,100000,0,100000,0,100000,0,100000,0,100000,0,100000,0,100000,0,100000,0]
[null,100000,0,100000,0,100000,0,100000,0,100000,0,100000,0,100000,0,100000,0,100000,0,100000,0,100000,0,100000,0,100000,0,100000,0,100000,0]
[null,100000,0,100000,0,100000,0,100000,0,100000,0,100000,0,100000,0,100000,0,100000,0,100000,0,100000,0,100000,0,100000,0,100000,0,100000,0]
[null,100000,0,100000,0,100000,0,100000,0,100000,0,100000,0,100000,0,100000,0,100000,0,100000,0,100000,0,100000,0,100000,0,100000,0,100000,0]
[null,100000,0,100000,0,100000,0,100000,0,100000,0,100000,0,100000,0,100000,0,100000,0,100000,0,100000,0,100000,0,100000,0,100000,0,100000,0]
[null,100000,0,100000,0,100000,0,100000,0,100000,0,100000,0,100000,0,100000,0,100000,0,100000,0,100000,0,100000,0,100000,0,100000,0,100000,0]
[null,100000,0,100000,0,100000,0,100000,0,100000,0,100000,0,100000,0,100000,0,100000,0,100000,0,100000,0,100000,0,100000,0,100000,0,100000,0]
[null,100000,0,100000,0,100000,0,100000,0,100000,0,100000,0,100000,0,100000,0,100000,0,100000,0,100000,0,100000,0,100000,0,100000,0,100000,0]
[null,100000,0,100000,0,100000,0,100000,0,100000,0,100000,0,100000,0,100000,0,100000,0,100000,0,100000,0,100000,0,100000,0,100000,0,100000,0]
[null,100000,0,100000,0,100000,0,100000,0,100000,0,100000,0,100000,0,100000,0,100000,0,100000,0,100000,0,100000,0,100000,0,100000,0,100000,0]
[null,100000,0,100000,0,100000,0,100000,0,100000,0,100000,0,100000,0,100000,0,100000,0,100000,0,100000,0,100000,0,100000,0,100000,0,100000,0]
[null,100000,0,100000,0,100000,0,100000,0,100000,0,100000,0,100000,0,100000,0,100000,0,100000,0,100000,0,100000,0,100000,0,100000,0,100000,0]
[null,100000,0,100000,0,100000,0,100000,0,100000,0,100000,0,100000,0,100000,0,100000,0,100000,0,100000,0,100000,0,100000,0,100000,0,100000,0]
[null,{"$f":"IF(B222<$O$5,0,IF(C222*$B$654>$O$8,$O$8,C222*$B$654))","v":100000},0,{"$f":"IF(B222<$O$5,0,IF(C222*$D$654>$O$8,$O$8,C222*$D$654))","v":100000},0,{"$f":"IF(B222<$O$5,0,IF(C222*$F$654>$O$8,$O$8,C222*$F$654))","v":100000},0,{"$f":"IF(B222<$O$5,0,IF(C222*$H$654>$O$8,$O$8,C222*$H$654))","v":100000},0,{"$f":"IF(B222<$O$5,0,IF(C222*$J$654>$O$8,$O$8,C222*$J$654))","v":100000},0,{"$f":"IF(B222<$O$5,0,IF(C222*$L$654>$O$8,$O$8,C222*$L$654))","v":100000},0,{"$f":"IF(B222<$O$5,0,IF(C222*$N$654>$O$8,$O$8,C222*$N$654))","v":100000},0,{"$f":"IF(B222<$O$5,0,IF(C222*$P$654>$O$8,$O$8,C222*$P$654))","v":100000},0,{"$f":"IF(B222<$O$5,0,IF(C222*$R$654>$O$8,$O$8,C222*$R$654))","v":100000},0,{"$f":"IF(B222<$O$5,0,IF(C222*$T$654>$O$8,$O$8,C222*$T$654))","v":100000},0,{"$f":"IF(B222<$O$5,0,IF(C222*$V$654>$O$8,$O$8,C222*$V$654))","v":100000},0,{"$f":"IF(B222<$O$5,0,IF(C222*$X$654>$O$8,$O$8,C222*$X$654))","v":100000},0,{"$f":"IF(B222<$O$5,0,IF(C222*$Z$654>$O$8,$O$8,C222*$Z$654))","v":100000},0,{"$f":"IF(B222<$O$5,0,IF(C222*$AB$654>$O$8,$O$8,C222*$AB$654))","v":100000},0,{"$f":"IF(B222<$O$5,0,IF(C222*$AD$654>$O$8,$O$8,C222*$AD$654))","v":100000},0]
[null,100000,{"$f":"IF(B223>$O$6,0,IF(B223<$O$5,0,IF(ROW(B223)>ROW($B$30),OFFSET(INDIRECT(ADDRESS(ROW(), COLUMN())),-1,0)+$O$15*D223*B849,IF(ROW(B223)=ROW($B$30),$O$15*D223*B849,0))))","v":0},100000,{"$f":"IF(B223>$O$6,0,IF(B223<$O$5,0,IF(ROW(B223)>ROW($B$30),OFFSET(INDIRECT(ADDRESS(ROW(), COLUMN())),-1,0)+$O$15*D223*D849,IF(ROW(B223)=ROW($B$30),$O$15*D223*D849,0))))","v":0},100000,{"$f":"IF(B223>$O$6,0,IF(B223<$O$5,0,IF(ROW(B223)>ROW($B$30),OFFSET(INDIRECT(ADDRESS(ROW(), COLUMN())),-1,0)+$O$15*D223*F849,IF(ROW(B223)=ROW($B$30),$O$15*D223*F849,0))))","v":0},100000,{"$f":"IF(B223>$O$6,0,IF(B223<$O$5,0,IF(ROW(B223)>ROW($B$30),OFFSET(INDIRECT(ADDRESS(ROW(), COLUMN())),-1,0)+$O$15*D223*H849,IF(ROW(B223)=ROW($B$30),$O$15*D223*H849,0))))","v":0},100000,{"$f":"IF(B223>$O$6,0,IF(B223<$O$5,0,IF(ROW(B223)>ROW($B$30),OFFSET(INDIRECT(ADDRESS(ROW(), COLUMN())),-1,0)+$O$15*D223*J849,IF(ROW(B223)=ROW($B$30),$O$15*D223*J849,0))))","v":0},100000,{"$f":"IF(B223>$O$6,0,IF(B223<$O$5,0,IF(ROW(B223)>ROW($B$30),OFFSET(INDIRECT(ADDRESS(ROW(), COLUMN())),-1,0)+$O$15*D223*L849,IF(ROW(B223)=ROW($B$30),$O$15*D223*L849,0))))","v":0},100000,{"$f":"IF(B223>$O$6,0,IF(B223<$O$5,0,IF(ROW(B223)>ROW($B$30),OFFSET(INDIRECT(ADDRESS(ROW(), COLUMN())),-1,0)+$O$15*D223*N849,IF(ROW(B223)=ROW($B$30),$O$15*D223*N849,0))))","v":0},100000,{"$f":"IF(B223>$O$6,0,IF(B223<$O$5,0,IF(ROW(B223)>ROW($B$30),OFFSET(INDIRECT(ADDRESS(ROW(), COLUMN())),-1,0)+$O$15*D223*P849,IF(ROW(B223)=ROW($B$30),$O$15*D223*P849,0))))","v":0},100000,{"$f":"IF(B223>$O$6,0,IF(B223<$O$5,0,IF(ROW(B223)>ROW($B$30),OFFSET(INDIRECT(ADDRESS(ROW(), COLUMN())),-1,0)+$O$15*D223*R849,IF(ROW(B223)=ROW($B$30),$O$15*D223*R849,0))))","v":0},100000,{"$f":"IF(B223>$O$6,0,IF(B223<$O$5,0,IF(ROW(B223)>ROW($B$30),OFFSET(INDIRECT(ADDRESS(ROW(), COLUMN())),-1,0)+$O$15*D223*T849,IF(ROW(B223)=ROW($B$30),$O$15*D223*T849,0))))","v":0},100000,{"$f":"IF(B223>$O$6,0,IF(B223<$O$5,0,IF(ROW(B223)>ROW($B$30),OFFSET(INDIRECT(ADDRESS(ROW(), COLUMN())),-1,0)+$O$15*D223*V849,IF(ROW(B223)=ROW($B$30),$O$15*D223*V849,0))))","v":0},100000,{"$f":"IF(B223>$O$6,0,IF(B223<$O$5,0,IF(ROW(B223)>ROW($B$30),OFFSET(INDIRECT(ADDRESS(ROW(), COLUMN())),-1,0)+$O$15*D223*X849,IF(ROW(B223)=ROW($B$30),$O$15*D223*X849,0))))","v":0},100000,{"$f":"IF(B223>$O$6,0,IF(B223<$O$5,0,IF(ROW(B223)>ROW($B$30),OFFSET(INDIRECT(ADDRESS(ROW(), COLUMN())),-1,0)+$O$15*D223*Z849,IF(ROW(B223)=ROW($B$30),$O$15*D223*Z849,0))))","v":0},100000,{"$f":"IF(B223>$O$6,0,IF(B223<$O$5,0,IF(ROW(B223)>ROW($B$30),OFFSET(INDIRECT(ADDRESS(ROW(), COLUMN())),-1,0)+$O$15*D223*AB849,IF(ROW(B223)=ROW($B$30),$O$15*D223*AB849,0))))","v":0},100000,{"$f":"IF(B223>$O$6,0,IF(B223<$O$5,0,IF(ROW(B223)>ROW($B$30),OFFSET(INDIRECT(ADDRESS(ROW(), COLUMN())),-1,0)+$O$15*D223*AD849,IF(ROW(B223)=ROW($B$30),$O$15*D223*AD849,0))))","v":0}]
[null,100000,0,100000,0,100000,0,100000,0,100000,0,100000,0,100000,0,100000,0,100000,0,100000,0,100000,0,100000,0,100000,0,100000,0,100000,0]
[null,100000,0,100000,0,100000,0,100000,0,100000,0,100000,0,100000,0,100000,0,100000,0,100000,0,100000,0,100000,0,100000,0,100000,0,100000,0]
[null,100000,0,100000,0,100000,0,100000,0,100000,0,100000,0,100000,0,100000,0,100000,0,100000,0,100000,0,100000,0,100000,0,100000,0,100000,0]
[null,100000,0,100000,0,100000,0,100000,0,100000,0,100000,0,100000,0,100000,0,100000,0,100000,0,100000,0,100000,0,100000,0,100000,0,100000,0]
[null,100000,0,100000,0,100000,0,100000,0,100000,0,100000,0,100000,0,100000,0,100000,0,100000,0,100000,0,100000,0,100000,0,100000,0,100000,0]
[null,100000,0,100000,0,100000,0,100000,0,100000,0,100000,0,100000,0,100000,0,100000,0,100000,0,100000,0,100000,0,100000,0,100000,0,100000,0]
[null,100000,0,100000,0,100000,0,100000,0,100000,0,100000,0,100000,0,100000,0,100000,0,100000,0,100000,0,100000,0,100000,0,100000,0,100000,0]
[null,100000,0,100000,0,100000,0,100000,0,100000,0,100000,0,100000,0,100000,0,100000,0,100000,0,100000,0,100000,0,100000,0,100000,0,100000,0]
[null,100000,0,100000,0,100000,0,100000,0,100000,0,100000,0,100000,0,100000,0,100000,0,100000,0,100000,0,100000,0,100000,0,100000,0,100000,0]
[null,100000,0,100000,0,100000,0,100000,0,100000,0,100000,0,100000,0,100000,0,100000,0,100000,0,100000,0,100000,0,100000,0,100000,0,100000,0]
[null,100000,0,100000,0,100000,0,100000,0,100000,0,100000,0,100000,0,100000,0,100000,0,100000,0,100000,0,100000,0,100000,0,100000,0,100000,0]
[null,100000,0,100000,0,100000,0,100000,0,100000,0,100000,0,100000,0,100000,0,100000,0,100000,0,100000,0,100000,0,100000,0,100000,0,100000,0]
[null,100000,0,100000,0,100000,0,100000,0,100000,0,100000,0,100000,0,100000,0,100000,0,100000,0,100000,0,100000,0,100000,0,100000,0,100000,0]
[null,100000,0,100000,0,100000,0,100000,0,100000,0,100000,0,100000,0,100000,0,100000,0,100000,0,100000,0,100000,0,100000,0,100000,0,100000,0]
[null,100000,0,100000,0,100000,0,100000,0,100000,0,100000,0,100000,0,100000,0,100000,0,100000,0,100000,0,100000,0,100000,0,100000,0,100000,0]
[null,100000,0,100000,0,100000,0,100000,0,100000,0,100000,0,100000,0,100000,0,100000,0,100000,0,100000,0,100000,0,100000,0,100000,0,100000,0]
[null,100000,0,100000,0,100000,0,100000,0,100000,0,100000,0,100000,0,100000,0,100000,0,100000,0,100000,0,100000,0,100000,0,100000,0,100000,0]
[null,100000,0,100000,0,100000,0,100000,0,100000,0,100000,0,100000,0,100000,0,100000,0,100000,0,100000,0,100000,0,100000,0,100000,0,100000,0]
[null,100000,0,100000,0,100000,0,100000,0,100000,0,100000,0,100000,0,100000,0,100000,0,100000,0,100000,0,100000,0,100000,0,100000,0,100000,0]
[null,100000,0,100000,0,100000,0,100000,0,100000,0,100000,0,100000,0,100000,0,100000,0,100000,0,100000,0,100000,0,100000,0,100000,0,100000,0]
[null,100000,0,100000,0,100000,0,100000,0,100000,0,100000,0,100000,0,100000,0,100000,0,100000,0,100000,0,100000,0,100000,0,100000,0,100000,0]
[null,100000,0,100000,0,100000,0,100000,0,100000,0,100000,0,100000,0,100000,0,100000,0,100000,0,100000,0,100000,0,100000,0,100000,0,100000,0]
[null,100000,0,100000,0,100000,0,100000,0,100000,0,100000,0,100000,0,100000,0,100000,0,100000,0,100000,0,100000,0,100000,0,100000,0,100000,0]
[null,100000,0,100000,0,100000,0,100000,0,100000,0,100000,0,100000,0,100000,0,100000,0,100000,0,100000,0,100000,0,100000,0,100000,0,100000,0]
[null,100000,0,100000,0,100000,0,100000,0,100000,0,100000,0,100000,0,100000,0,100000,0,100000,0,100000,0,100000,0,100000,0,100000,0,100000,0]
[null,100000,0,100000,0,100000,0,100000,0,100000,0,100000,0,100000,0,100000,0,100000,0,100000,0,100000,0,100000,0,100000,0,100000,0,100000,0]
[null,100000,0,100000,0,100000,0,100000,0,100000,0,100000,0,100000,0,100000,0,100000,0,100000,0,100000,0,100000,0,100000,0,100000,0,100000,0]
[null,100000,0,100000,0,100000,0,100000,0,100000,0,100000,0,100000,0,100000,0,100000,0,100000,0,100000,0,100000,0,100000,0,100000,0,100000,0]
[null,100000,0,100000,0,100000,0,100000,0,100000,0,100000,0,100000,0,100000,0,100000,0,100000,0,100000,0,100000,0,100000,0,100000,0,100000,0]
[null,100000,0,100000,0,100000,0,100000,0,100000,0,100000,0,100000,0,100000,0,100000,0,100000,0,100000,0,100000,0,100000,0,100000,0,100000,0]
[null,100000,0,100000,0,100000,0,100000,0,100000,0,100000,0,100000,0,100000,0,100000,0,100000,0,100000,0,100000,0,100000,0,100000,0,100000,0]
[null,100000,0,100000,0,100000,0,100000,0,100000,0,100000,0,100000,0,100000,0,100000,0,100000,0,100000,0,100000,0,100000,0,100000,0,100000,0]
[null,100000,0,100000,0,100000,0,100000,0,100000,0,100000,0,100000,0,100000,0,100000,0,100000,0,100000,0,100000,0,100000,0,100000,0,100000,0]
[null,100000,0,100000,0,100000,0,100000,0,100000,0,100000,0,100000,0,100000,0,100000,0,100000,0,100000,0,100000,0,100000,0,100000,0,100000,0]
[null,100000,0,100000,0,100000,0,100000,0,100000,0,100000,0,100000,0,100000,0,100000,0,100000,0,100000,0,100000,0,100000,0,100000,0,100000,0]
[null,100000,0,100000,0,100000,0,100000,0,100000,0,100000,0,100000,0,100000,0,100000,0,100000,0,100000,0,100000,0,100000,0,100000,0,100000,0]
[null,100000,0,100000,0,100000,0,100000,0,100000,0,100000,0,100000,0,100000,0,100000,0,100000,0,100000,0,100000,0,100000,0,100000,0,100000,0]
[null,100000,0,100000,0,100000,0,100000,0,100000,0,100000,0,100000,0,100000,0,100000,0,100000,0,100000,0,100000,0,100000,0,100000,0,100000,0]
[null,100000,0,100000,0,100000,0,100000,0,100000,0,100000,0,100000,0,100000,0,100000,0,100000,0,100000,0,100000,0,100000,0,100000,0,100000,0]
[null,100000,0,100000,0,100000,0,100000,0,100000,0,100000,0,100000,0,100000,0,100000,0,100000,0,100000,0,100000,0,100000,0,100000,0,100000,0]
[null,100000,0,100000,0,100000,0,100000,0,100000,0,100000,0,100000,0,100000,0,100000,0,100000,0,100000,0,100000,0,100000,0,100000,0,100000,0]
[null,100000,0,100000,0,100000,0,100000,0,100000,0,100000,0,100000,0,100000,0,100000,0,100000,0,100000,0,100000,0,100000,0,100000,0,100000,0]
[null,100000,0,100000,0,100000,0,100000,0,100000,0,100000,0,100000,0,100000,0,100000,0,100000,0,100000,0,100000,0,100000,0,100000,0,100000,0]
[null,100000,0,100000,0,100000,0,100000,0,100000,0,100000,0,100000,0,100000,0,100000,0,100000,0,100000,0,100000,0,100000,0,100000,0,100000,0]
[null,100000,0,100000,0,100000,0,100000,0,100000,0,100000,0,100000,0,100000,0,100000,0,100000,0,100000,0,100000,0,100000,0,100000,0,100000,0]
[null,100000,0,100000,0,100000,0,100000,0,100000,0,100000,0,100000,0,100000,0,100000,0,100000,0,100000,0,100000,0,100000,0,100000,0,100000,0]
[null,100000,0,100000,0,100000,0,100000,0,100000,0,100000,0,100000,0,100000,0,100000,0,100000,0,100000,0,100000,0,100000,0,100000,0,100000,0]
[null,100000,0,100000,0,100000,0,100000,0,100000,0,100000,0,100000,0,100000,0,100000,0,100000,0,100000,0,100000,0,100000,0,100000,0,100000,0]
[null,100000,0,100000,0,100000,0,100000,0,100000,0,100000,0,100000,0,100000,0,100000,0,100000,0,100000,0,100000,0,100000,0,100000,0,100000,0]
[null,100000,0,100000,0,100000,0,100000,0,100000,0,100000,0,100000,0,100000,0,100000,0,100000,0,100000,0,100000,0,100000,0,100000,0,100000,0]
[null,100000,0,100000,0,100000,0,100000,0,100000,0,100000,0,100000,0,100000,0,100000,0,100000,0,100000,0,100000,0,100000,0,100000,0,100000,0]
[null,100000,0,100000,0,100000,0,100000,0,100000,0,100000,0,100000,0,100000,0,100000,0,100000,0,100000,0,100000,0,100000,0,100000,0,100000,0]
[null,100000,0,100000,0,100000,0,100000,0,100000,0,100000,0,100000,0,100000,0,100000,0,100000,0,100000,0,100000,0,100000,0,100000,0,100000,0]
[null,100000,0,100000,0,100000,0,100000,0,100000,0,100000,0,100000,0,100000,0,100000,0,100000,0,100000,0,100000,0,100000,0,100000,0,100000,0]
[null,100000,0,100000,0,100000,0,100000,0,100000,0,100000,0,100000,0,100000,0,100000,0,100000,0,100000,0,100000,0,100000,0,100000,0,100000,0]
[null,100000,0,100000,0,100000,0,100000,0,100000,0,100000,0,100000,0,100000,0,100000,0,100000,0,100000,0,100000,0,100000,0,100000,0,100000,0]
[null,100000,0,100000,0,100000,0,100000,0,100000,0,100000,0,100000,0,100000,0,100000,0,100000,0,100000,0,100000,0,100000,0,100000,0,100000,0]
[null,100000,0,100000,0,100000,0,100000,0,100000,0,100000,0,100000,0,100000,0,100000,0,100000,0,100000,0,100000,0,100000,0,100000,0,100000,0]
[null,100000,0,100000,0,100000,0,100000,0,100000,0,100000,0,100000,0,100000,0,100000,0,100000,0,100000,0,100000,0,100000,0,100000,0,100000,0]
[null,100000,0,100000,0,100000,0,100000,0,100000,0,100000,0,100000,0,100000,0,100000,0,100000,0,100000,0,100000,0,100000,0,100000,0,100000,0]
[null,100000,0,100000,0,100000,0,100000,0,100000,0,100000,0,100000,0,100000,0,100000,0,100000,0,100000,0,100000,0,100000,0,100000,0,100000,0]
[null,100000,0,100000,0,100000,0,100000,0,100000,0,100000,0,100000,0,100000,0,100000,0,100000,0,100000,0,100000,0,100000,0,100000,0,100000,0]
[null,{"$f":"IF(B286<$O$5,0,IF(C286*$B$654>$O$8,$O$8,C286*$B$654))","v":100000},0,{"$f":"IF(B286<$O$5,0,IF(C286*$D$654>$O$8,$O$8,C286*$D$654))","v":100000},0,{"$f":"IF(B286<$O$5,0,IF(C286*$F$654>$O$8,$O$8,C286*$F$654))","v":100000},0,{"$f":"IF(B286<$O$5,0,IF(C286*$H$654>$O$8,$O$8,C286*$H$654))","v":100000},0,{"$f":"IF(B286<$O$5,0,IF(C286*$J$654>$O$8,$O$8,C286*$J$654))","v":100000},0,{"$f":"IF(B286<$O$5,0,IF(C286*$L$654>$O$8,$O$8,C286*$L$654))","v":100000},0,{"$f":"IF(B286<$O$5,0,IF(C286*$N$654>$O$8,$O$8,C286*$N$654))","v":100000},0,{"$f":"IF(B286<$O$5,0,IF(C286*$P$654>$O$8,$O$8,C286*$P$654))","v":100000},0,{"$f":"IF(B286<$O$5,0,IF(C286*$R$654>$O$8,$O$8,C286*$R$654))","v":100000},0,{"$f":"IF(B286<$O$5,0,IF(C286*$T$654>$O$8,$O$8,C286*$T$654))","v":100000},0,{"$f":"IF(B286<$O$5,0,IF(C286*$V$654>$O$8,$O$8,C286*$V$654))","v":100000},0,{"$f":"IF(B286<$O$5,0,IF(C286*$X$654>$O$8,$O$8,C286*$X$654))","v":100000},0,{"$f":"IF(B286<$O$5,0,IF(C286*$Z$654>$O$8,$O$8,C286*$Z$654))","v":100000},0,{"$f":"IF(B286<$O$5,0,IF(C286*$AB$654>$O$8,$O$8,C286*$AB$654))","v":100000},0,{"$f":"IF(B286<$O$5,0,IF(C286*$AD$654>$O$8,$O$8,C286*$AD$654))","v":100000},0]
[null,100000,{"$f":"IF(B287>$O$6,0,IF(B287<$O$5,0,IF(ROW(B287)>ROW($B$30),OFFSET(INDIRECT(ADDRESS(ROW(), COLUMN())),-1,0)+$O$15*D287*B913,IF(ROW(B287)=ROW($B$30),$O$15*D287*B913,0))))","v":0},100000,{"$f":"IF(B287>$O$6,0,IF(B287<$O$5,0,IF(ROW(B287)>ROW($B$30),OFFSET(INDIRECT(ADDRESS(ROW(), COLUMN())),-1,0)+$O$15*D287*D913,IF(ROW(B287)=ROW($B$30),$O$15*D287*D913,0))))","v":0},100000,{"$f":"IF(B287>$O$6,0,IF(B287<$O$5,0,IF(ROW(B287)>ROW($B$30),OFFSET(INDIRECT(ADDRESS(ROW(), COLUMN())),-1,0)+$O$15*D287*F913,IF(ROW(B287)=ROW($B$30),$O$15*D287*F913,0))))","v":0},100000,{"$f":"IF(B287>$O$6,0,IF(B287<$O$5,0,IF(ROW(B287)>ROW($B$30),OFFSET(INDIRECT(ADDRESS(ROW(), COLUMN())),-1,0)+$O$15*D287*H913,IF(ROW(B287)=ROW($B$30),$O$15*D287*H913,0))))","v":0},100000,{"$f":"IF(B287>$O$6,0,IF(B287<$O$5,0,IF(ROW(B287)>ROW($B$30),OFFSET(INDIRECT(ADDRESS(ROW(), COLUMN())),-1,0)+$O$15*D287*J913,IF(ROW(B287)=ROW($B$30),$O$15*D287*J913,0))))","v":0},100000,{"$f":"IF(B287>$O$6,0,IF(B287<$O$5,0,IF(ROW(B287)>ROW($B$30),OFFSET(INDIRECT(ADDRESS(ROW(), COLUMN())),-1,0)+$O$15*D287*L913,IF(ROW(B287)=ROW($B$30),$O$15*D287*L913,0))))","v":0},100000,{"$f":"IF(B287>$O$6,0,IF(B287<$O$5,0,IF(ROW(B287)>ROW($B$30),OFFSET(INDIRECT(ADDRESS(ROW(), COLUMN())),-1,0)+$O$15*D287*N913,IF(ROW(B287)=ROW($B$30),$O$15*D287*N913,0))))","v":0},100000,{"$f":"IF(B287>$O$6,0,IF(B287<$O$5,0,IF(ROW(B287)>ROW($B$30),OFFSET(INDIRECT(ADDRESS(ROW(), COLUMN())),-1,0)+$O$15*D287*P913,IF(ROW(B287)=ROW($B$30),$O$15*D287*P913,0))))","v":0},100000,{"$f":"IF(B287>$O$6,0,IF(B287<$O$5,0,IF(ROW(B287)>ROW($B$30),OFFSET(INDIRECT(ADDRESS(ROW(), COLUMN())),-1,0)+$O$15*D287*R913,IF(ROW(B287)=ROW($B$30),$O$15*D287*R913,0))))","v":0},100000,{"$f":"IF(B287>$O$6,0,IF(B287<$O$5,0,IF(ROW(B287)>ROW($B$30),OFFSET(INDIRECT(ADDRESS(ROW(), COLUMN())),-1,0)+$O$15*D287*T913,IF(ROW(B287)=ROW($B$30),$O$15*D287*T913,0))))","v":0},100000,{"$f":"IF(B287>$O$6,0,IF(B287<$O$5,0,IF(ROW(B287)>ROW($B$30),OFFSET(INDIRECT(ADDRESS(ROW(), COLUMN())),-1,0)+$O$15*D287*V913,IF(ROW(B287)=ROW($B$30),$O$15*D287*V913,0))))","v":0},100000,{"$f":"IF(B287>$O$6,0,IF(B287<$O$5,0,IF(ROW(B287)>ROW($B$30),OFFSET(INDIRECT(ADDRESS(ROW(), COLUMN())),-1,0)+$O$15*D287*X913,IF(ROW(B287)=ROW($B$30),$O$15*D287*X913,0))))","v":0},100000,{"$f":"IF(B287>$O$6,0,IF(B287<$O$5,0,IF(ROW(B287)>ROW($B$30),OFFSET(INDIRECT(ADDRESS(ROW(), COLUMN())),-1,0)+$O$15*D287*Z913,IF(ROW(B287)=ROW($B$30),$O$15*D287*Z913,0))))","v":0},100000,{"$f":"IF(B287>$O$6,0,IF(B287<$O$5,0,IF(ROW(B287)>ROW($B$30),OFFSET(INDIRECT(ADDRESS(ROW(), COLUMN())),-1,0)+$O$15*D287*AB913,IF(ROW(B287)=ROW($B$30),$O$15*D287*AB913,0))))","v":0},100000,{"$f":"IF(B287>$O$6,0,IF(B287<$O$5,0,IF(ROW(B287)>ROW($B$30),OFFSET(INDIRECT(ADDRESS(ROW(), COLUMN())),-1,0)+$O$15*D287*AD913,IF(ROW(B287)=ROW($B$30),$O$15*D287*AD913,0))))","v":0}]
[null,100000,0,100000,0,100000,0,100000,0,100000,0,100000,0,100000,0,100000,0,100000,0,100000,0,100000,0,100000,0,100000,0,100000,0,100000,0]
[null,100000,0,100000,0,100000,0,100000,0,100000,0,100000,0,100000,0,100000,0,100000,0,100000,0,100000,0,100000,0,100000,0,100000,0,100000,0]
[null,100000,0,100000,0,100000,0,100000,0,100000,0,100000,0,100000,0,100000,0,100000,0,100000,0,100000,0,100000,0,100000,0,100000,0,100000,0]
[null,100000,0,100000,0,100000,0,100000,0,100000,0,100000,0,100000,0,100000,0,100000,0,100000,0,100000,0,100000,0,100000,0,100000,0,100000,0]
[null,100000,0,100000,0,100000,0,100000,0,100000,0,100000,0,100000,0,100000,0,100000,0,100000,0,100000,0,100000,0,100000,0,100000,0,100000,0]
[null,100000,0,100000,0,100000,0,100000,0,100000,0,100000,0,100000,0,100000,0,100000,0,100000,0,100000,0,100000,0,100000,0,100000,0,100000,0]
[null,100000,0,100000,0,100000,0,100000,0,100000,0,100000,0,100000,0,100000,0,100000,0,100000,0,100000,0,100000,0,100000,0,100000,0,100000,0]
[null,100000,0,100000,0,100000,0,100000,0,100000,0,100000,0,100000,0,100000,0,100000,0,100000,0,100000,0,100000,0,100000,0,100000,0,100000,0]
[null,100000,0,100000,0,100000,0,100000,0,100000,0,100000,0,100000,0,100000,0,100000,0,100000,0,100000,0,100000,0,100000,0,100000,0,100000,0]
[null,100000,0,100000,0,100000,0,100000,0,100000,0,100000,0,100000,0,100000,0,100000,0,100000,0,100000,0,100000,0,100000,0,100000,0,100000,0]
[null,100000,0,100000,0,100000,0,100000,0,100000,0,100000,0,100000,0,100000,0,100000,0,100000,0,100000,0,100000,0,100000,0,100000,0,100000,0]
[null,100000,0,100000,0,100000,0,100000,0,100000,0,100000,0,100000,0,100000,0,100000,0,100000,0,100000,0,100000,0,100000,0,100000,0,100000,0]
[null,100000,0,100000,0,100000,0,100000,0,100000,0,100000,0,100000,0,100000,0,100000,0,100000,0,100000,0,100000,0,100000,0,100000,0,100000,0]
[null,100000,0,100000,0,100000,0,100000,0,100000,0,100000,0,100000,0,100000,0,100000,0,100000,0,100000,0,100000,0,100000,0,100000,0,100000,0]
[null,100000,0,100000,0,100000,0,100000,0,100000,0,100000,0,100000,0,100000,0,100000,0,100000,0,100000,0,100000,0,100000,0,100000,0,100000,0]
[null,100000,0,100000,0,100000,0,100000,0,100000,0,100000,0,100000,0,100000,0,100000,0,100000,0,100000,0,100000,0,100000,0,100000,0,100000,0]
[null,100000,0,100000,0,100000,0,100000,0,100000,0,100000,0,100000,0,100000,0,100000,0,100000,0,100000,0,100000,0,100000,0,100000,0,100000,0]
[null,100000,0,100000,0,100000,0,100000,0,100000,0,100000,0,100000,0,100000,0,100000,0,100000,0,100000,0,100000,0,100000,0,100000,0,100000,0]
[null,100000,0,100000,0,100000,0,100000,0,100000,0,100000,0,100000,0,100000,0,100000,0,100000,0,100000,0,100000,0,100000,0,100000,0,100000,0]
[null,100000,0,100000,0,100000,0,100000,0,100000,0,100000,0,100000,0,100000,0,100000,0,100000,0,100000,0,100000,0,100000,0,100000,0,100000,0]
[null,100000,0,100000,0,100000,0,100000,0,100000,0,100000,0,100000,0,100000,0,100000,0,100000,0,100000,0,100000,0,100000,0,100000,0,100000,0]
[null,100000,0,100000,0,100000,0,100000,0,100000,0,100000,0,100000,0,100000,0,100000,0,100000,0,100000,0,100000,0,100000,0,100000,0,100000,0]
[null,100000,0,100000,0,100000,0,100000,0,100000,0,100000,0,100000,0,100000,0,100000,0,100000,0,100000,0,100000,0,100000,0,100000,0,100000,0]
[null,100000,0,100000,0,100000,0,100000,0,100000,0,100000,0,100000,0,100000,0,100000,0,100000,0,100000,0,100000,0,100000,0,100000,0,100000,0]
[null,100000,0,100000,0,100000,0,100000,0,100000,0,100000,0,100000,0,100000,0,100000,0,100000,0,100000,0,100000,0,100000,0,100000,0,100000,0]
[null,100000,0,100000,0,100000,0,100000,0,100000,0,100000,0,100000,0,100000,0,100000,0,100000,0,100000,0,100000,0,100000,0,100000,0,100000,0]
[null,100000,0,100000,0,100000,0,100000,0,100000,0,100000,0,100000,0,100000,0,100000,0,100000,0,100000,0,100000,0,100000,0,100000,0,100000,0]
[null,100000,0,100000,0,100000,0,100000,0,100000,0,100000,0,100000,0,100000,0,100000,0,100000,0,100000,0,100000,0,100000,0,100000,0,100000,0]
[null,100000,0,100000,0,100000,0,100000,0,100000,0,100000,0,100000,0,100000,0,100000,0,100000,0,100000,0,100000,0,100000,0,100000,0,100000,0]
[null,100000,0,100000,0,100000,0,100000,0,100000,0,100000,0,100000,0,100000,0,100000,0,100000,0,100000,0,100000,0,100000,0,100000,0,100000,0]
[null,100000,0,100000,0,100000,0,100000,0,100000,0,100000,0,100000,0,100000,0,100000,0,100000,0,100000,0,100000,0,100000,0,100000,0,100000,0]
[null,100000,0,100000,0,100000,0,100000,0,100000,0,100000,0,100000,0,100000,0,100000,0,100000,0,100000,0,100000,0,100000,0,100000,0,100000,0]
[null,100000,0,100000,0,100000,0,100000,0,100000,0,100000,0,100000,0,100000,0,100000,0,100000,0,100000,0,100000,0,100000,0,100000,0,100000,0]
[null,100000,0,100000,0,100000,0,100000,0,100000,0,100000,0,100000,0,100000,0,100000,0,100000,0,100000,0,100000,0,100000,0,100000,0,100000,0]
[null,100000,0,100000,0,100000,0,100000,0,100000,0,100000,0,100000,0,100000,0,100000,0,100000,0,100000,0,100000,0,100000,0,100000,0,100000,0]
[null,100000,0,100000,0,100000,0,100000,0,100000,0,100000,0,100000,0,100000,0,100000,0,100000,0,100000,0,100000,0,100000,0,100000,0,100000,0]
[null,100000,0,100000,0,100000,0,100000,0,100000,0,100000,0,100000,0,100000,0,100000,0,100000,0,100000,0,100000,0,100000,0,100000,0,100000,0]
[null,100000,0,100000,0,100000,0,100000,0,100000,0,100000,0,100000,0,100000,0,100000,0,100000,0,100000,0,100000,0,100000,0,100000,0,100000,0]
[null,100000,0,100000,0,100000,0,100000,0,100000,0,100000,0,100000,0,100000,0,100000,0,100000,0,100000,0,100000,0,100000,0,100000,0,100000,0]
[null,100000,0,100000,0,100000,0,100000,0,100000,0,100000,0,100000,0,100000,0,100000,0,100000,0,100000,0,100000,0,100000,0,100000,0,100000,0]
[null,100000,0,100000,0,100000,0,100000,0,100000,0,100000,0,100000,0,100000,0,100000,0,100000,0,100000,0,100000,0,100000,0,100000,0,100000,0]
[null,100000,0,100000,0,100000,0,100000,0,100000,0,100000,0,100000,0,100000,0,100000,0,100000,0,100000,0,100000,0,100000,0,100000,0,100000,0]
[null,100000,0,100000,0,100000,0,100000,0,100000,0,100000,0,100000,0,100000,0,100000,0,100000,0,100000,0,100000,0,100000,0,100000,0,100000,0]

{"sheet":"2b. Proposed Design Plot","index":3,"n_rows":27,"n_cols":16,"rows_kept":27,"cut":false,"hidden":false,"merged":[[26,15,27,18]]}
{"$rows_empty":26}
[{"$nulls":15},"This plot is generated automatically from the tab \"2a. Proposed Design\""]

{"sheet":"2c. Summary of Changes","index":4,"n_rows":5,"n_cols":5,"rows_kept":5,"cut":false,"hidden":false,"merged":[[0,2,0,3],[0,0,0,1]]}
["Summary and justification of changes",null,"This page summarizes the changes between the \"Original Design\" (Sheet 1a) and the \"Proposed Design\" (Sheet 2a).  \nPlease use Sheet 2a as the basis for information on this sheet, including \"cell number\""]
[]
["Cell number","Corresponding variable","Description of change made","Brief justification of change"]
["H9 \n(EXAMPLE ONLY)","Mass of Rotor Blades","New value is 1/3 of previous value","We propose a new blade design that …","THIS LINE SERVES AS AN EXAMPLE"]
["F16 - L16\n(EXAMPLE ONLY)","XYZ (NEW)","Added a new required component, XYZ, and included its mass (##), ft (##), fm (##), and fi (##)","XYZ is required for this design, but it will enable reduction in mass elsewhere in the system…","THIS LINE SERVES AS AN EXAMPLE"]

{"sheet":"About","index":5,"n_rows":26,"n_cols":2,"rows_kept":26,"cut":false,"hidden":false,"merged":[[25,1,25,17],[23,1,23,17],[24,1,24,17],[0,1,0,17],[1,1,1,17],[2,1,2,17],[3,1,3,17],[5,1,8,17],[10,1,14,17],[16,1,21,17]]}
[null,"SHARKS Program (Submarine Hydrokinetic And Riverine Kilo/megawatt Systems)"]
[null,"This workbook corresponds to ARPA-E DE-FOA-0002334 (Section I.C.2) and DE-FOA-0002335 (Section I.D.2)."]
[null,"ARPA-E, U.S. Department of Energy, Washington D.C. (https://arpaefoa.energy.gov)"]
[null," Version 2.0  (April 2020)"]
[]
[null,"The ARPA-E SHARKS Program seeks to develop new designs for economically attractive Hydrokinetic Turbines (HKT) for tidal and riverine currents. The program urges the application of Control Co-Design (CCD), Co-Design (CD), and Designing-for-OpEx (DFO) methodologies to HKT design. These three design methodologies require the concurrent (rather than sequential) application of a wide range of disciplines, starting at the conceptual design stage. "]
[]
[]
[]
[]
[null,"The two-dimensional LCOE Metric Space introduced here considers the swept-rotor-area per equivalent mass (M2) and the power generation efficiency (M1) of the HKT, and guides the research to navigate across resulting LCOE isolines. Three tasks can be applied to optimize the system design: Task T1 includes technological innovations that increase M1, which is the total efficiency from the kinetic energy of water to the electrical energy at the output of the turbine; Task T2 focuses on increasing M2, which is the swept area of the rotor normalized by the equivalent mass of the system; Task T3 are innovations that move down the LCOE isolines by decreasing operation and maintenance expenses, OpEx, from OpEx1 to OpEx2, with OpEx2 < OpEx1. "]
[]
[]
[]
[]
[]
[null,"In general, the Excel workbook files are named S#_SHARKS_MetricSpaceWorkbook.xlsx and are provided to calculate the M1 and M2 metrics and the LCOE front in the metric space of the SHARKS Program. The information about the new HKT designs proposed by the applicants must be introduced in tab \"2a. Proposed Design\". Numbers that differ from the \"1a. Original Design\" must be included in \"2c. Summary of Changes\". Typically, the cells to be modified in \"2a. Proposed Design\" are the ones with brown numbers. Cells with black numbers are calculated by equations. If the proposed design needs different equations from the ones in this document, this has to be justified in tab 2c as well. The plots in tabs 1b and 2b are generated automatically from tabs 1a and 2a respectively. Cost of electrical lines and substation are excluded. The case proposed in \"1a. Original Design\" and \"1b. Original Design Plot\" is Case S# of the SHARKS FOA document."]
[]
[]
[]
[]
[]
[]
[null,"Version 1.1 allows vCutIn to be as low as 1 m/s, which doesn't affect wind energy systems, but is useful for calculations of tidal energy converters."]
[null,"Version 1.2 allows vCutIn to be as low as 0 m/s and a better resolution on the Weibull distribution."]
[null,"Version 2.0 adapted for SHARKS FOA."]

{"sheet":"Glossary","index":6,"n_rows":49,"n_cols":5,"rows_kept":49,"cut":false,"hidden":false,"merged":[[0,0,0,1]]}
["Glossary of terms",null,"This page describes the main variables used in this Workbook "]
[]
["Cell","Name","Units","Variable","Description"]
["A2, B24","Metric M1","--","M1","M1 = Pe1 / Pw1 = Cp µ"]
["A3, F21","Metric M2","m2/kg","M2","M2 = Ar / Meq"]
["A4, N12","Levelized cost of energy","$/kWh","LCOE","LCOE = (FCR CapEx + OpEx) / AEP"]
["A5, N3","Levelized cost of energy target","$/kWh","LCOE target","Value of the target levelized cost of energy"]
["A10","Water density","kg/m3","ρ","Water density at the HKT"]
["A11","Swept rotor area","m2","Ar","For both, Parallel-Axis Hydrokinetic Turbines (PAHKT) and Orthogonal-Axis Hydrokinetic Turbines (OAHKT), Ar is the area of the cross-section of the rotor, perpendicular to the water direction. For Kite-type Energy Systems, Ar is the area of the annular path described by the tethered system."]
["A12","Water speed below rated","m/s","V1","Selected undisturbed upstream below-rated water velocity, assuming a perfect maximum power point tracking (MPPT) control strategy (e.g., 1.5 m/s)"]
["A13","Water power at V1","W","Pw1","Power of the water at V1"]
["A14","Electrical power at V1","We","Pe1","Electrical power generation at V1 at the output of the system"]
["A15","Generator losses","p.u.","Lg","Generator losses"]
["A16","Drive-train losses","p.u.","Ldt","Drive-train (gearbox and power electronics) losses"]
["A17","Wake effect losses","p.u.","Lw","Wake effect losses due to the hydrodynamic interaction of turbines in the farm"]
["A18","Electrical losses","p.u.","Le","Electrical losses (substation and electrical lines, intra-array and array-to-shore)"]
["A19","Other losses","p.u.","Lo","Other losses"]
["A20","Water turbine availavility","p.u.","Av","HKT availability to generate power given water conditions between cut in and cut out velocities"]
["A21","Maximum power coefficient","p.u.","Cp","Maximum hydrodynamic power coefficient; Cp = Cpmax"]
["A22","Electromechanical eff.","p.u.","µ","Efficiency of the electromechanical system; µ = (1 - Lg)(1 - Ldt)(1 - Lw)(1 - Le)(1 - Lo)Av"]
["L8","Original component mass","kg","mcj","Mass of each individual component j (rotor, nacelle, structure, floating system, mooring system, anchoring/foundation system)"]
["H8","Equivalent component mass","kg","mj","Equivalent mass of component j as made of steel of reference. mj = ft (1 + fm + fi) mcj "]
["G20","Equivalent mass","kg","Meq","Sum of equivalent component masses. Meq = ∑mj"]
["N4","Csref (Steel ref)","$/kg","Csref ","Cost of steel of reference"]
["N5","Cut in velocity","m/s","vCutIn","Minimum water velocity for HKT power generation"]
["N6","Cut out velocity","m/s","vCutOut","Maximum water velocity for HKT power generation"]
["N7","Fixed charge rate","1/yr","FCR","Factor to translate capital expenditure to a per year cost over the project lifetime"]
["N8","Rated power","We","Per","Rated electric power at the output of the HKT"]
["N9","Operating expense per kW","$/kWe/yr","OpExPerKW","Operating expense per kW of electrical output"]
["N10","Operating expense","$/yr","OpEx","Operation and maintenance cost of HKT per year"]
["N11","Capital expenditure ","$","CapEx","Capital cost of HKT; CapEx = Meq * Csref"]
["F23","Average cross-section at the site","m2","meanCS","Average flow cross-section of the site; meanCS = meanWidth x meanDepth"]
["F24","Average width","m","meanWidth","Average width of the site"]
["F25","Average depth","m","meanDepth","Average depth of the site"]
["N13","Cell index of cut in velocity","--","indVin","Excel cell index corresponding to cut in velocity"]
["N14","Cell index of cut out velocity","--","indVoff","Excel cell index corresponding to cut out velocity"]
["N15","Number of hours in year","hr/yr","nHoursYear","= 24hr/day * 365 day/yr"]
["N16","Water velocity array interval","--","interval","Resolution of the velocity array"]
["N17","Inverse of interval","--","kk","= 1/interval"]
["N18","Length of velocity array","--","nV0","Number of elements in velocity array"]
["N19","Average water velocity","m/s","meanWaterVel","Average water velocity at the site; determined by frequency distribution"]
["N20","Rated water velocity","m/s","ratedWaterVel","Rated water velocity at the site; determined by the rated power at the site"]
["N21","Watt-hours per year","Wh/yr","WhYear","Energy produced by the HKT in one year at the selected site; calculated by the convolution of the power curve of the HKT and the ater velocity probability distribution"]
["N22","Capacity factor","%","CF","CF = WhYear / (Per * nHoursYear) * 100"]
["N23","Annual energy production","kWh/yr","AEP","AEP = WhYear / 1000"]
["T2","Material factor","--","ft","Ratio between the cost of one kilogram of the original material divided by one kilogram of steel of reference"]
["T15","Manufacturing factor","--","fm","Ratio between the cost per kilogram of the manufacturing of the component divided by the cost of one kilogram of the original material of the component"]
["U15","Installation factor","--","fi","Ratio between the cost per kilogram of the installation of the component divided by the cost of one kilogram of the original material of the component"]
["--","Hydrokinetic Turbine","--","HKT","Includes hydrokinetic turbine, floating platform, mooring system, etc."]